## Green Star SA
Green Star SA - Office v1.1 validates the environmental initiatives of new commercial office buildings or base building commercial office refurbishments.
You are invited to use Green Star SA - Office v1.1 to predict a Green Star SA rating. The Green Building Council of South Africa (GBCSA) does not endorse any self-assessed rating and you are prohibited from presenting self-assessment results in the public domain. The GBCSA offers a formal certification process for ratings of Four Stars and above. This service provides for independent third party review of points claimed to ensure all points can be demonstrated to be achieved by the provision of the necessary documentary evidence. The use of Green Star SA - Office without formal certification by the GBCSA does not entitle the user or any other party to promote a Green Star SA rating publicly.
Use the tabs at the bottom of the pages to navigate.
© Green Building Council South Africa
Last Modified: 16 January 2018

## Introduction
Green Star SA - Office v1
Introduction to Green Star SA - Office v1.1
What is Green Star SA?
What does Green Star SA - Office v1 do?
Who can use Green Star SA - Office v1?
What do Green Star SA ratings mean?
Acknowledgements
What is Green Star SA?
The Green Star SA environmental rating system for buildings was developed by the Green Building Council of South Africa (GBCSA). Green Star SA is a comprehensive rating system for evaluating the environmental design and performance of South African buildings based on a number of criteria, including energy and water efficiency, indoor environment quality and resource conservation.
The Green Star SA environmental rating system is based upon the Australian Green Star system and has been customised for the South African environment by the GBCSA, under licence from the Green Building Council of Australia.
Green Star SA has built on existing systems and tools in overseas markets, primarily the Australian Green Star system, but also including the British Building Research Establishment Environmental Assessment Method (BREEAM) system and the North American Leadership in Energy and Environmental Design (LEED) system. Environmental measurement criteria relevant to the South African marketplace and environmental context have been created.
The Green Star rating system was created to:
• establish a common language and standard of measurement for green buildings;
• promote integrated, whole-building design;
• raise awareness of green building benefits;
• recognise and reward environmental leadership; and
• reduce the environmental impact of development.
What does Green Star SA - Office v1.1 do?
Green Star SA - Office v1.1 validates the environmental initiatives of new commercial office buildings or base building commercial office refurbishments.
Who can use Green Star SA - Office v1.1?
The GBCSA encourages all interested parties to use Green Star SA - Office v1.1 to validate the environmental initiatives of new commercial office buildings or base building commercial office refurbishments. The use of Green Star SA - Office v1.1 is encouraged on all such projects to assess and improve their environmental design attributes.
The use of Green Star SA - Office v1.1 without formal certification by the GBCSA does not entitle the user or any other party to promote the Green Star rating achieved. No fee is payable to the GBCSA for such use, however formal recognition of the Green Star SA rating - and the right to promote the same - requires undertaking the formal certification process offered by the GBCSA.
What do Green Star SA ratings mean?
Green Star SA rating tools use six stars to measure performance. Projects that obtain a predicted rating of one, two or three stars are not eligible for formal certification. Projects that obtain a predicted 4 Star rating or above are eligible to apply for formal certification, whereby a:
• 4 Star Green Star Certified Rating recognises and rewards "Best Practice";
• 5 Star Green Star Certified Rating recognises and rewards "South African Excellence"; and
• 6 Star Green Star Certified Rating recognises and rewards "World Leadership".
The Green Star SA – Office v1.1 provides for both Green Star SA – Office v1.1 Design and Green Star SA – Office v1.1 As Built certification criteria. All credits are the same for both ratings; only the documentation differs.
Again, the use of Green Star SA - Office v1.1 without formal certification by the GBCSA does not entitle the user or any other party to promote a Green Star SA rating publicly.
Acknowledgements
The Green Building Council would like to acknowledge all parties that worked on and supported the development of the Green Star SA – Office v1.1 rating tool.
The GBCSA thanks all those individuals and organisations who provided feedback and expertise to the technical development of the Green Star SA – Office v1.1 rating tool. In particular, the GBCSA would like to thank all Technical Steering Committee and Technical Working Group members, as well as technical consultant Arup. The GBCSA also acknowledges the tremendous support of the Green Building Council of Australia.
The GBCSA’s founding members, along with Green Star SA - Office v1.1 tool Associate sponsor South African Cities Network, provided much-needed financial support to develop the rating tool.
Green Star SA – Office Pilot is based on national and international guidelines, including primarily the Australian Green Star system, as well as the US LEED Green Building Rating System and UK's BREEAM Environmental Assessment Method.
Green Star SA - Office v1.1 Tool Sponsor:
Back to Top
Back to Top
Back to Top
Back to Top
Back to Top

## How to Use
Green Star SA - Office v1.1
How to use this tool
1. | Complete the Building Input worksheet as the building's type and location may affect the predicted rating.
2. | Complete the remaining worksheets by reviewing each credit in each category and entering the number of points you predict the building will achieve in the 'No. of Points Achieved' column. Calculators are provided for a number of the tool's credits.
3. | Enter any points that may be achieved but need to be confirmed in the 'Points to be Confirmed' column.
4. | Enter any comments required in the 'Comments' column.
5. | The predicted rating is shown in the Summary worksheet. More detail on point scores (both achieved and those to be confirmed) are shown in the Credit Summary and Graphical Summary worksheets at the end of the tool.
NOTE: The Green Star SA - Office v1.1 should be used together with the Green Star SA - Office v1.1 Technical Manual and the definitions contained therein.
Limitations
The GBCSA does not endorse any self-assessed rating achieved by the use of Green Star - SA Office v1.1. The GBCSA offers a formal certification process for ratings of Four Stars and above; this service provides for independent third party review of points claimed to ensure all points can be demonstrated to be achieved by the provision of the necessary documentary evidence. The use of Green Star SA - Office v1.1 without formal certification does not entitle the user or any other party to promote the Green Star SA rating achieved.
The application of Green Star SA - Office v1 to all commercial office projects is encouraged to assess and improve their environmental design attributes. No fee is payable to the GBCSA for such use, however formal recognition of the Green Star SA rating - and the right to promote the same - requires undertaking the formal certification process offered by the GBCSA.

## Disclaimer
Green Star SA - Office v1.1
Disclaimer
Authorisation, Acknowledgement and Disclaimer
The Green Star SA environmental rating system for buildings (“Green Star SA”) and the Green Star SA – Office rating tool (“Green Star SA – Office”) have been developed by the Green Building Council of South Africa (“GBCSA”). Green Star SA – Office v1.1 is intended for use by project teams, contractors and other interested parties to validate the environmental initiatives of the design phase of new office construction or base building refurbishment; construction and procurement phase of a commercial office building; and/or to validate that environmental initiatives proposed in the design phase have been implemented by the building contractor. As with all Green Star SA rating tools, Green Star SA - Office v1.1 may be subject to further development in the future.
Green Star SA and Green Star SA - Office v1.1 have been developed with the assistance and participation of representatives from many organisations. The views and opinions expressed have been determined upon by the GBCSA and its Committees.
The GBCSA authorises you to view and use Green Star SA - Office v1.1 for information purposes only. In exchange for this authorisation, you agree that the GBCSA retains all copyright and other proprietary rights contained in and in relation to Green Star SA - Office v1.1 and agree not to sell, let, distribute, modify, or use for another purpose the tool or to reproduce, display or distribute the tool in any way for any public or commercial purpose, including display on a website or in a networked environment. Unauthorised use of Green Star SA and/or Green Star SA - Office v1.1 will violate copyright and other laws, and is prohibited. All text, graphics, layout and other elements of content contained in Green Star SA and its rating tools are owned by the GBCSA and are protected by copyright, trade mark and other laws.
The GBCSA does not accept responsibility, including for negligence, for any inaccuracy, error or omission within Green Star SA and/or its rating tools and makes no warranty, expressed or implied, including the warranties of merchantability and fitness for a particular purpose, nor assumes any legal liability or responsibility to you or any third parties for the accuracy, completeness, use of or reliance on any information contained in Green Star SA and/or Green Star SA – Office v1.1, or for any injuries, losses or damages (including, without limitation, equitable relief and economic loss) arising out of such use or reliance.
Green Star SA and Green Star SA - Office v1.1 are not substitutes for professional advice, nor do they purport to be a professional service. You should seek your own professional and other appropriate advice on the matters addressed by them.
As a condition of use, you undertake not to institute legal proceedings in whatever form against the trade mark and copyright proprietor, and agree to waive and release the GBCSA, its officers, agents, employees and its members from any and all claims, demands and causes of action for any injury, loss, destruction or damage (including, without limitation, equitable relief and economic loss) that you may now or hereafter have a right to assert against such parties as a result of your use of, or reliance on, Green Star SA and/or Green Star SA – Office v1.1.
The GBCSA does not endorse or otherwise acknowledge the Green Star SA rating achieved by the use of Green Star SA – Office v1.1. The GBCSA offers a formal certification process for ratings of Four Stars and above. The service provides for independent third party review of points claimed to ensure all credits can be demonstrated to be achieved by the provision of the necessary documentary evidence. The use of Green Star SA - Office v1.1 without formal certification by the GBCSA does not entitle the user or any other party to promote the achieved Green Star SA rating or make use of the Green Star trade marks in whatever manner or form.
The application of Green Star SA - Office v1.1 to all commercial office projects is encouraged to assess and improve their environmental attributes. No fee is payable to the GBCSA for such use; however, formal recognition of the Green Star SA rating - and the right to promote the same - requires undertaking the formal certification process offered by the GBCSA and use of this service shall not constitute such a certification process.
You are only authorised to proceed to use Green Star SA and Green Star SA – Office v1.1 on this basis.
© 2008 Green Building Council of South Africa. All rights reserved.

## Change Log
Green Star SA - Office v1
Change Log
Green Star SA Office v1.1 Tool Release Date:
3rd November, 2008
Changes & Amendments
The GBCSA reserves the right to correct errors and omissions in the Green Star SA - Office v1 rating tool as necessary. The changes noted in this change log do not reflect Technical Clarifications or Credit Interpretation Request rulings. Project teams are advised to check the GBCSA website for the latest TC and CIR rulings. The changes noted in this change log also do not represent changes to points awarded for credits, or changes to credit criteria. The changes noted below are those of minor nature related to the operation of the rating tool and associated calculators.
Reissue Date | Changes
2009-04-01 | Added "na" clause and functionality to Man-1 Green Star SA Accredited Professional; Error message in column J revised to provide an error when anything other than a number or "na" is entered into the Number of Points Achieved column of credits with not applicable clauses; Fixed error in water calculator, rainwater harvesting section, to include the capacity of the rainwater tank into the calculation of potable water reduction due to rainwater harvesting.
2009-09-21 | Deleted "petrol/diesel" from "All petrol/diesel generators . . ." in the second bullet point of Emi-9 Credit Criteria; Corrected math error in the "Sub-total weighted points achieved" value on the Credit Summary page; Corrected math error in the calculation of "Predicted Indoor tap Water Consumption from calculation L/day/m2" for indoor taps in the Potable Water Calculator; Added fire protection to the list of building services specifically called out in the Man-2 credit criteria, to match the Technical Manual information;
2009-11-06 | Changed colour scheme of tool to match new Green Star SA branding; Revised Mat-11 Credit Criteria to make it more clear that the second point is not contingent upon the first point being achieved: changed "An additional point is awarded where" to "One point is awarded where"; Corrected typographical error in IEQ-2 Credit Criteria for naturally ventilated spaces to say "for at least 95% of each space" rather than "for at least 90% of each space";
2010-04-26 | Eco-0 Conditional Requirement revised as per Retail Centre v1 tool; General formatting revised and category summary added to all category spreadsheets;
2010-05-05 | Useable area (UA) link from 'Building Input' sheet to 'Potable Water Calculator' sheet corrected;
2010-06-02 | Potable water calculator errors corrected and updated for flexibility (to align with GSSA Retail Centre v1 PWC); Energy calculator format changed; Conditional requirement formats changed.
2010-07-01 | Corrected error messages in 'Energy Calculator', 'Innovation' and 'Credit Summary' sheets.
2010-07-01 | Minor change to hot water energy use calculation in 'Energy Calculator' to match Energy Calculator and Modelling Protocol Guide.
2010-07-26 | Corrected error in 'Energy Calculator' caused by missing calculation cells. Removed reference to Green Star SA - Retail Centre v1 Technical Manual in 'Energy' sheet.
2011-01-17 | Split Man-6 credit to allow for a divide in achievable points.
2011-09-27 | Corrected error in 'Energy Calculator' relating to 'on site generation' calculations.
2012-07-19 | Added Mpumalanga to 'Building Input' tab.
2012-08-10 | Error corrected in potable water calculator with respect to links to sewage calculator.
2012-09-01 | R1 & R2 Pre-Submission checklists added. Applicant Declaration added.
2013-01-17 | Deleted "Retail Centre" and replaced with "Office" in the ECO-0 Conditional requirement comments
2013-01-12 | Added Revised credit criteria for EMI-05 Water Pollution applicable for all projects registered after 08 November 2012
2013-03-13 | Added in R1 and R2 Pre-Submission Checklist that all documents (each page) is labelled to indicate which Documentation Requirement it is submitted towards. Added several dates under Building Input. Added in R2 Pre-Submission Checklist that project team must submit 2 x images/renderings of project in the general section Added extra space for additional descriptions of sanitary fittings in Potable Water Calculator.
2013-11-13 | Corrected error in the Potable Water Calculator calculations
2013-11-25 | Corrected error in the Potable Water Calculator calculations
2014-08-22 | Added extra space for additional descriptions of sanitary fittings in Potable Water Calculator.
2014-11-14 | All erratum to date incorporated into credits
2014-11-14 | All TC/CIR relevant to each credit issued to date included at the end of each credit
2014-11-14 | IEQ 1 and IEQ 2 combined as per PEB, ventilation rates updated accordingly
2014-11-14 | IEQ-4 Daylight Modelling updated to allow for additional methods as per PEB
2014-11-14 | IES-6 High Frequency Ballasts credit omitted
2014-11-14 | ENE-1 Energy Modelling Protocol updated
2014-11-14 | ENE-1 Vertical transport and escalator calculator added as a separate sheet
2014-11-14 | MAT-7 PVC Minimisation credit omitted
2015-10-01 | WAT-1 Potable Water Calculator & EMI-5 Sewage Calculator, changed how the calculator accounts for other Greywater Collection sources and other Blackwater Collection sources.
2016-03-22 | ENE-1 Energy Calculator - Notional Car Park Lighting, Notional Extrenal Lighting & Notional Domestic Hot Water cells unlocked for project team input as per protocol
2018-01-16 | Update of the R1 and R2 Pre-Submission Checklist

## R1 Pre-Submission Checklist
Green Star SA - New Buildings
Round 1 Pre-Submission Checklist
Please complete the white cells only below, and submit the completed submission only if all aspects have been addressed.
Pre-submission checklist is included to provide an overview of the project and ensure all relevant documentations have been submitted.
General Submission Requirements
The followingmust be uploaded to the 'General' section to ensure the Assessor and/or/moderator understands your project
i | The building's general description provided is in line with GEN00-T-OB1-1384 -Base Building Scope definition | Please Confirm
ii | Site Drawing (Architectural drawings, elevations) showing extent of the building and project site | Please Confirm
iii | Area schedule showing full GFA and UA of building seeking certification | Please Confirm
iv | Completed Scoresheet | Please Confirm
v | AP Declaration | Please Confirm
vi | Any relevant GBCSA correspondence, clarifications or approved alternatives (TC's and CIR's) | Please Confirm
Administration
1 | Signed Certification Agreement has been received by the GBCSA | Please Confirm
2 | The correct and full assessment fee has been received by the GBCSA | Please Confirm
3 | No Credit Interpretation Requests or Technical Clarifications are outstanding | Please Confirm
4 | The latest version of the GSSA rating tool and calculators have been used | Please Confirm
5 | Is this submission for a Multiple Building | Please Confirm
Eligibility
6 | Eligibility Criteria 1: Spatial differentiation | Please Confirm
7 | Eligibility Criteria 2: Space use | Please Confirm
8 | Eligibility Criteria 3: Conditional requirements (project meets Ene-0 and Eco-0 conditional requirements) | Please Confirm
9 | Eligibility Criteria 4: Timing of Certification (project must be certified within 24 months of practical completion) | Please Confirm
Submission content and presentation
10 | All files are in PDF format only and unlocked, in one layer. Calculators are in excel format | Please Confirm
11 | All PDF documents are to be bookmarked. | Please Confirm
12 | All documents are orientated in the same direction. | Please Confirm
13 | A PDF or calculator as required by the TM & the CE should be uploaded onto the CE for each category and credit being targeted. | Please Confirm
14 | Each page of all documents must be marked by use of a label indicating what Documentation Requirement it is supporting | Please Confirm
15 | Relevant sections of the documentation and drawings have been highlighted to draw the assessors attention to relevant information | Please Confirm
16 | A completed Green Star SA Excel spreadsheet (for the relevant tool) is included | Please Confirm
17 | Projects are to provide credit cover sheets for each credit. Cover sheets are to include the following information: | Please Confirm | Jenni and Ty to confirm if they are happy with this substitution?
| i) Project identification -Name, number, rating tool ii) Assessment details-Assessment type i.e. multiple building, submission round, credit name, points avaiable, points claimed iii) Report checklist of all relevant documentations per credit as required by the Technical Manual. iv) CIRs and TCs submitted and/or used v) Credit criteria summary vi) Compliance with credit criteria vii)General notes/discussion that could be useful |  | EBP already has cover pages.
18 | All reports, letters and drawings referring to the project are on a letterhead and signed where stipulated or where they confirm a commitment | Please Confirm
19 | Drawings or Pictures are not in draft form and where applicable carry the "Tender" or "As Built" stamp/status | Please Confirm
20 | Specifications are not in draft format | Please Confirm
21 | All relevant information is included and linked as evidence to the credit it supports. (Appendices for each credit can be included as additional documunts within the credit , but must be clearly referenced within the documentation and have relevant sections highlighted.) | Please Confirm
22 | All drawings are still legible after scaling (especially small stamps, monitors/sensors etc.) | Please Confirm
23 | All inputs are consistent throughout the submission. | Please Confirm
24 | All credits claiming “na” have the required supporting documentation | Please Confirm
25 | The AP declaration has been signed and submitted with the submission | Please Confirm
Name: ___________________________________ Company: ___________________________________
Signature of Applicant: ___________________________________
Note: If any of the above have not been complied with, the GBCSA reserves the right to return submission documentation to the project for re-submission and compliance with the above.
Yes
No
Not Applicable

## R2 Pre-Submission Checklist
Green Star SA - New Buildings
Round 2 Pre-Submission Checklist
Please complete the white cells only below, and submit the completed submission only if all aspects have been addressed.
Pre-submission checklist is included to provide an overview of the project and ensure all relevant documentations have been submitted.
General Submission Requirements
The followingmust be uploaded to the 'General' section to ensure the Assessor and/or/moderator understands your project
i | The building's general description provided is in line with GEN00-T-OB1-1384 -Base Building Scope definition | Please Confirm
ii | Site Drawing (Architectural drawings, elevations) showing extent of the building and project site | Please Confirm
iii | Area schedule showing full GFA and UA of building seeking certification | Please Confirm
iv | Completed Scoresheet | Please Confirm
v | AP Declaration | Please Confirm
vi | Any relevant GBCSA correspondence, clarifications or approved alternatives (TC's and CIR's) | Please Confirm
Administration
1 | Number of TCs submitted by the project team.
2 | Number of CIRs submitted by the project team.
3 | There are no Credit Interpretation Requests or Technical Clarifications are outstanding | Please Confirm
4 | The project team has paid fees related to TCEs if any | Please Confirm
Eligibility
5 | Eligibility has been established and all conditional requirements have been met OR any eligibility issues raised in Round 1 have been addressed | Please Confirm
Submission content and presentation
6 | All files are in PDF format only and unlocked, in one layer. Calculators are in excel format | Please Confirm
7 | All PDF documents are to be bookmarked. | Please Confirm
8 | All documents are orientated in the same direction. | Please Confirm
9 | Relevant sections of the documentation and drawings have been highlighted to draw the assessors attention to relevant information. | Please Confirm
10 | All changes in the documentation as a result of Assessors' R1 comments have been highlighted | Please Confirm
11 | A completed Green Star SA Excel spreadsheet (for the relevant tool) is included | Please Confirm
12 | Projects are to provide credit cover sheets for each credit. Cover sheets are to include the following information: | Please Confirm
i) Project identification -Name, number, rating tool ii) Assessment details-Assessment type i.e. multiple building, submission round, credit name, points avaiable, points claimed iii) Report checklist of all relevant documentations per credit as required by the Technical Manual. iv) CIRs and TCs submitted and/or used v) Credit criteria summary vi) Compliance with credit criteria vii)General notes/discussion that could be useful
13 | All reports, letters and drawings referring to the project are on a letterhead and signed where stipulated or where they confirm a commitment | Please Confirm
14 | Drawings or Pictures are not in draft form and where applicable carry the "Tender" or "As Built" stamp/status | Please Confirm
15 | All relevant information is included and linked as evidence to the credit it supports. (Appendices for each credit can be included as additional documunts within the credit , but must be clearly referenced within the documentation and have relevant sections highlighted.) | Please Confirm
16 | All drawings are still legible after scaling (especially small stamps, monitors/sensors etc.) | Please Confirm
17 | All inputs are consistent throughout the submission. | Please Confirm
18 | Submission for each credit includes all documentation stipulated in the technical manual, and the TC/CIR portal on the GBCSA website | Please Confirm
19 | All credits claiming “na” have the required supporting documentation | Please Confirm
20 | The AP declaration has been signed and submitted with the submission | Please Confirm | For EBP only
21 | The Project team has uploaded case study information for final submission round with the following: | Please Confirm
| i) Project information confirmation form | Please Confirm
| ii) Case study document form | Please Confirm
| iii) 2x High Res Images (min 300 DPI) of the building | Please Confirm
Name: ___________________________________ Company: ___________________________________
Signature of Applicant: ___________________________________
Note: If any of the above have not been complied with, the GBCSA reserves the right to return submission documentation to the project for re-submission and compliance with the above.
Yes
No
Not Applicable

## Applicant Declaration
Green Star SA - Office v1.1
Green Star SA Project Submission - Applicant Declaration
*This page must be printed and signed by the project applicant, and included in the general section of the project submission for Round 1 and Round 2.
The Green Building Council of South Africa (GBCSA) aims to ensure that every Green Star SA submission is of a good quality and reflects the appropriate correct and true contractual documents on the project (whether they are Design or As Built project contractual documents). In this regard, the GBCSA requires that all Green Star SA project applicants sign this acknowledgement and declaration letter. Acknowledgement and declaration by the Green Star SA project applicant: I/We,___________________________________________________, the person/s responsible for compiling the Green Star SA submission on behalf of ________________________________________________ (the Applicant), confirm that I/we have taken due care, and acknowledge and declare that (to the best of my/our knowledge): 1. I/We have read and understood the relevant technical manual, the conditions of certification and any relevant Technical Clarifications, Errata and Credit Interpretation Requests. 2. All documentation submitted by me/us on behalf of the Applicant towards this Green Star SA submission has been verified by the appropriate professional/s as being true, correct and accurate. 3. All documentation submitted by me/us on behalf of the Applicant complies with all applicable legislation. 4. All documents and reports submitted to me/us by the Applicant's project team are true and correct and accurately reflect the project’s contractual documentation (whether for a Design or As Built submission). 5. All documents and reports which I/we have prepared for the submission are true and correct and accurately reflect the project’s contractual documentation (whether for a Design or As Built submission). 6. I/We have disclosed all applicable information relevant to the Application and undertake to disclose any further information that may influence the Application. Where the GBCSA identifies any serious or systematic non-conformances on project documentation in a submission from the Applicant, the GBCSA has the right to query such non-conformance/s with the Applicant, at which point the Applicant is required to investigate this further with its project team, and provide a written response to the GBCSA by no later than 7 (seven) business days from the date on which the query was made to the Applicant by the GBCSA. If the response from the Applicant confirms that the information provided was incorrect, the Applicant's project team can: a) For a Round 1 submission re-submit the correct information in Round 2 (as per assessor comments) or clarify that the information is not available and concede the point in Round 2 b) For a Round 2 submission, confirm to the GBCSA the incorrect nature of the information submitted, in which event the incorrect information will be excluded from the submission documents counted in the Round 2 results. If the response from the Applicant confirms that the information provided was correct, the Applicant's project team can, on behalf of the Applicant: c) In a Round 1 submission re-submit the correct information in Round 2. d) In a Round 2 submission, notify the GBCSA that such information was in fact correct, in which event the GBCSA will run this by the assessors for a final review before the results are published. Where these processes are not followed and the relevant submission documents remain under question, the GBCSA will notify the Applicant, and the credit/s to which this information relates will be unobtainable. Where this incomplete process occurs more than once, with the Applicant, the GBCSA reserves the right not to accept any further submissions from this Applicant in future. At the first instance where this incomplete process occurs, the Applicant will be placed on twelve (12) months’ probation, during which time any similar infringement would allow the GBCSA to exercise its right to not accept any further submissions from the Applicant. Further to this, where the Applicant is a Green Star SA Accredited Professional (GSSA AP), the GBCSA reserves the right to remove the Applicant’s GSSA AP qualification and remove them from the GSSA AP registry on the GBCSA’s website. Signature: ___________________________________ Date: ___________________________________ Name: ___________________________________ Company: ___________________________________ Signature of Applicant’s line manager warranting that s/he is duly authorised: ___________________________________ Name of Applicant’s line manager warranting that s/he is duly authorised: ___________________________________

## Building Input
Green Star Office V 1.1 | Building Input Worksheet
New or Refurbished Building:
Type of Rating
Name of Building:
Address of Building:
Postcode:
Province:
Applicant:
Contact Person:
Green Star SA Accredited Professional:
Project Manager:
Architect:
Structural/Civil Engineer:
Mechanical Engineer:
Electrical Engineer:
Wet Services Engineer:
Fire Systems Engineer:
Quantity Surveyor:
Acoustic Consultant:
Landscaping Consultant:
Building Surveyor:
Main Contractor:
Local Planning Authority:
Total Gross Floor Area (GFA) in m²:
Total Commercial Office GFA in m²:
Total Commercial Office Usable Area (UA) in m²:
Total Car Parking Area in m²:
Sub basement Parking Area (B2 and below) in m²:
External Areas (excluding Car Parking) in m²:
% of Commercial Office Space: | 0%
Eligibility for Assessment | Area compliance not met. To be eligible for Green Star SA assessment, Commercial Office GFA must account for at least 80% of the total GFA.
Building Description: (Orientation, Form, Structure, Façade, etc.)
Building Services: (Heating, Cooling, Ventilation, Lighting, Lifts, Domestic Hot Water)
Todays Date:
Current Project Phase:
Fully Registered Date:
Site Handover Date:
Construction Commencement Date:
Practical Completion Date:
NOTE: Use of Green Star SA - Office v1.1 may predict a rating that differs from that achieved via formal Green Star SA certification. Detailed guidance on credit compliance criteria is contained in the Green Star SA - Office v1.1 Technical Manual.
Note on B30: The Gross Floor Area refers to all parts of a building that are permanently covered and can be protected from the elements. Car parking (including under-cover car parking) should not be included. (GSSA Office: Technical Manual v1)
Note on B31: The Total Commercial Office GFA refers to the total floor area used specifically for office usage (versus for example, retail, residential, etc.). This includes all common areas, but excludes parking areas.
Note on B32: Total Commercial Office Useable Area is defined as the area capable of exclusive occupation by the tenant. The total area of the building enclosed by the Dominant face, adjusted by deducting all Common Areas and Major Vertical Penetrations. No deductions shall be made for columns. (SAPOA)
Note on B36: Enter % of gross floor area of development utilised for commercial office purposes.

## Scorecard
Green Star SA - OFFICE v1.1
Credit | Credit Name | Aim of Credit | Points Available
Management Category
OB-Man-1 | Green Star SA Accredited Professional | To encourage and recognise the engagement of professionals who can assist the project team with the integration of Green Star SA aims and processes throughout all stages of a fitout’s design and construction phases. | 2 | #REF!
OB-Man-2 | Commissioning Clauses | To encourage and recognise commissioning and handover initiatives that ensure all building services can operate to optimal design potential. | 2 | #REF!
OB-Man-3 | Building Tuning | To encourage and recognise commissioning initiatives that ensure optimum occupant comfort and energy efficient services performance throughout the year. | 2 | #REF!
OB-Man-4 | Independent Commissioning Agent | To ensure buildings are designed with regard to future maintenance and are correctly commissioned before handover. | 1 | #REF!
OB-Man-5 | Building Users' Guide | To encourage and recognise information management that enables building users to optimise the buildingís environmental performance. | 1 | #REF!
OB-Man-6 | Environmental Management | To encourage and recognise the adoption of a formal environmental management system in line with established guidelines during construction. | 2 | #REF!
OB-Man-7 | Waste Management | To encourage and recognise management practices that minimise the amount of construction waste going to disposal. | 3 | #REF!
OB-Man-8 | Airtightness Testing | To encourage and recognise management systems and building infrastructure that facilitates the reduction of the overall operational waste generation and disposal. | 1 | #REF!
Management credits |  |  | 14 | #REF!
Indoor Environmental Quality Category
OB-IEQ-1 | Ventilation Rates | To encourage and recognise designs that provide ample amounts of outside air to counteract build-up of indoor pollutants. | 2 | #REF!
OB-IEQ-3 | Carbon Dioxide Monitoring and Control | To encourage and recognise the provision of response monitoring of Carbon Dioxide levels to ensure delivery of optimum quantities of outside air. | 1 | #REF!
OB-IEQ-4 | Daylight | To encourage and recognise designs that provide good levels of daylight for building users. | 3 | #REF!
OB-IEQ-5 | Daylight Glare Control | To encourage and recognise buildings that are designed to reduce the discomfort of glare from natural light. | 1 | #REF!
OB-IEQ-7 | Electric Lighting Levels | To encourage and recognise base building provided office lighting that is not over designed. | 1 | #REF!
OB-IEQ-8 | External Views | To encourage and recognise designs that provide occupants with a visual connection to the external environment. | 2 | #REF!
OB-IEQ-9 | Thermal Comfort | To encourage and recognise buildings that achieve a high level of thermal comfort. | 2 | #REF!
OB-IEQ-10 | Individual Comfort Control | To encourage and recognise designs that facilitate individual control of thermal comfort. | 2 | #REF!
OB-IEQ-11 | Hazardous Materials | To encourage and recognise actions taken to reduce health risks to occupants from the presence of hazardous materials. | 1 | #REF!
OB-IEQ-12 | Internal Noise Levels | To encourage and recognise buildings that are designed to maintain internal noise levels at an appropriate level. | 2 | #REF!
OB-IEQ-13 | Volatile Organic Compounds | To encourage and recognise specification of interior finishes that minimise the contribution and levels of Volatile Organic Compounds in buildings. | 3 | #REF!
OB-IEQ-14 | Formaldehyde Minimisation | To encourage and recognise the specification of products with low formaldehyde emission levels. | 1 | #REF!
OB-IEQ-15 | Mould Prevention | To encourage and recognise the design of services that eliminate the risk of mould growth and its associated detrimental impact on occupant health. | 1 | #REF!
OB-IEQ-16 | Tenant Exhaust Riser | To encourage and recognise the design of buildings with a general exhaust riser that can be used by tenants to remove indoor pollutants from printing and photocopy areas. | 1 | #REF!
OB-IEQ-17 | Environmental Tobacco Smoke (ETS) Avoidance | To encourage and recognize the air quality benefits to occupants by prohibiting smoking inside the building. | 1 | #REF!
Indoor Environmental Quality credits |  |  | 24 | #REF!
Energy Category
OB-Ene-0 | Conditional Requirement | To encourage and recognise designs that minimise the greenhouse gas emissions associated with operational energy consumption, and maximise potential operational energy efficiency of the base building. | 0 | #REF!
OB-Ene-1 | Greenhouse Gas Emissions | To encourage and recognise designs that minimise greenhouse gas emissions associated with operational energy consumption. | 20
OB-Ene-2 | Energy Sub-metering | To encourage and recognise the installation of energy sub-metering to facilitate ongoing management of energy consumption. | 2
OB-Ene-3 | Lighting Power Density | To encourage and recognise designs that provide artificial lighting with minimal energy consumption. | 4
OB-Ene-4 | Lighting Zoning | To encourage and recognise lighting design practices that offer greater flexibility for light switching, making it easier to light only occupied areas. | 2
OB-Ene-5 | Peak Energy Demand Reduction | To encourage and recognise designs that reduce peak demand on energy supply infrastructure. | 2 | #REF!
Energy credits |  |  | 30 | #REF!
Transport Category
OB-Tra-1 | Provision of Car Parking | To encourage and recognise developments that facilitate the use of alternative modes of transportation for commuting to work. | 2 | #REF!
OB-Tra-2 | Fuel-Efficient Transport | To encourage and recognise developments that facilitate the use of more fuel efficient vehicles for work commuting. | 2
OB-Tra-3 | Cyclist Facilities | To encourage and recognise developments that facilitates the use of bicycles by occupants and customers. | 3
OB-Tra-4 | Commuting Mass Transport | To encourage and recognise developments that facilitate the use of mass transport for work commuting. | 5
OB-Tra-5 | Trip Reduction - Mixed-Use | To encourage and recognise retail centres that are built in mixed use areas in order to reduce the overall number of car trips taken by patrons. | 2 | #REF!
Transport credits |  |  | 14 | #REF!
Water Category |  |  |  | #REF!
OB-Wat-1 | Occupant Amenity Water | To encourage and recognise designs that reduce potable water consumption by building occupants. | 5 | #REF!
OB-Wat-2 | Water Meters | To encourage and recognise the design of systems that both monitor and facilitate management of water consumption. | 2
OB-Wat-3 | Landscape Irrigation | To encourage and recognise the design of systems that aim to reduce the consumption of potable water for landscape irrigation. | 3
OB-Wat-4 | Heat Rejection Water | To encourage and recognise design that reduces potable water consumption from heat rejection systems. | 4
OB-Wat-5 | Fire System Water Consumption | To encourage and recognise building design that reduces consumption of potable water used for the building's fire protection and essential water storage systems. | 1 | #REF!
Water credits |  |  | 15 | #REF!
Materials Category |  |  |  | #REF!
OB-Mat-1 | Recycling Waste Storage | To encourage and recognise the inclusion of storage space that facilitates the recycling of resources used within buildings to reduce waste going to disposal. | 2 | #REF!
OB-Mat-2 | Building Reuse | To encourage and recognise developments that reuse existing buildings to minimise materials consumption. | 5 | #REF!
OB-Mat-3 | Reused Materials | To encourage and recognise designs that prolong the useful life of existing products and materials. | 1 | #REF!
OB-Mat-4 | Shell and Core or Integrated Fit-out | To encourage and recognise base building delivery mechanisms that eliminate the need for immediate tenant refits. | 1 | #REF!
OB-Mat-5 | Concrete | To encourage and recognise the reduction of embodied energy and resource depletion occurring through use of concrete. | 3 | #REF!
OB-Mat-6 | Steel | To encourage and recognise the reduction in embodied energy and resource depletion associated with reduced use of virgin steel. | 3 | #REF!
OB-Mat-8 | Sustainable Timber | To encourage and recognise the specification of reused timber products or timber that has certified environmentally-responsible forest management practices. | 2 | #REF!
OB-Mat-9 | Design for Disassembly | To encourage and recognise designs that minimise the embodied energy and resources associated with demolition. | 1 | #REF!
OB-Mat-10 | Dematerialisation | To encourage and recognise designs that produce a net reduction in the total amount of material used. | 1 | #REF!
OB-Mat-11 | Local sourcing | To encourage and recognise the environmental advantages gained, in the form of reduced transportation emissions, by using materials and products that are sourced within close proximity to the site. | 2 | #REF!
Materials credits |  |  | 21 | #REF!
Land Use and Ecology Category |  |  |  | #REF!
OB-Eco-0 | Conditional Requirement | To encourage and recognise development on land that has limited ecological value and to discourage development on ecologically valuable sites. | 0 | #REF!
OB-Eco-1 | Topsoil | To encourage and recognise construction practices that preserve the ecological integrity of topsoil. | 1
OB-Eco-2 | Reuse of Land | To encourage and recognise the reuse of land that has previously been developed and where the site is within an existing municipally approved urban edge. | 2
OB-Eco-3 | Reclaimed Contaminated Land | To encourage and recognise developments that reclaim contaminated land that otherwise would not have been developed. | 2
OB-Eco-4 | Change of Ecological Value | To encourage and recognise developments that maintains or enhances the ecological value of their sites. | 4
Land use and Ecology credits |  |  | 9 | #REF!
Emissions Category |  |  |  | #REF!
OB-Emi-1 | Refrigerant / Gaseous ODP | To encourage and recognise the selection of refrigerants and other gases that do not contribute to long-term damage to the Earthís stratospheric ozone layer. | 1 | #REF!
OB-Emi-2 | Refrigerant GWP | To encourage and recognise the selection of refrigerants that reduce the potential for increased global warming from the emission of refrigerants to the atmosphere. | 2
OB-Emi-3 | Refrigerant Leaks | To encourage and recognise building systems design that minimises environmental damage from refrigerant leaks. | 2
OB-Emi-4 | Insulant ODP | To encourage and recognise the selection of insulants that do not contribute to long-term damage to the Earthís stratospheric ozone layer. | 1
OB-Emi-5 | Watercourse Pollution | To encourage and recognise developments that minimise stormwater run-off to, and the pollution of, the natural watercourses. | 3
OB-Emi-6 | Discharge to Sewer | To encourage and recognise developments that minimise discharge to the municipal sewerage system. | 5
OB-Emi-7 | Light Pollution | To encourage and recognise developments that minimise light pollution into the night sky. | 1
OB-Emi-8 | Legionella | To encourage and recognise building systems designed to eliminate the risk of Legionnairesí disease (Legionellosis), as far as reasonably practicable. | 1
OB-Emi-9 | Boiler and Generator Emissions | To encourage and recognise the use of boilers and generators that minimise harmful emissions | 1 | #REF!
Emissions credits |  |  | 17 | #REF!
Innovation Category |  |  |  | #REF!
OB-Inn-1 | Innovative Strategies & Technologies | To encourage and recognise pioneering initiatives in sustainable design, process or advocacy. | max 10
OB-Inn-2 | Exceeding Green Star SA Benchmarks | To encourage and recognise projects that achieve environmental benefits in excess of the current Green Star SA benchmarks. | max 10
OB-Inn-3 | Environmental Design Initiatives | To encourage and recognise sustainable building initiatives that are currently outside of the scope of this Green Star SA rating tool but which have a substantial or significant environmental benefit. | max 10
Innovation credits |  |  | max 10 | #REF!
|  | TOTAL POINTS | 144
|  | plus max 10 innovation | 154

## Energy Calculator
Green Star SA - Office Design v1.1
Energy Calculator |  |  |  |  | Points Achieved: |  | -
[5 empty] | Ene-0 Conditional Requirement Result: |  | Not Achieved | Points for Route 2: | 4 | points
Notes & Instructions | [7 empty] | Points for Route 3: | 0 | points
1. User must enter values into or select options in white cells ONLY
2. Refer to Green Star SA - Office v1 Energy Calculator & Modelling Protocol Guide for
detailed information and assistance in using this calculator.
Please select compliance route adopted:
FUEL CO2 FACTORS kgCO2/kWh
Route 1 - If Building is Naturally Ventilated: Is thermal comfort criteria met? (internal temperatures or PMV within specified limits for 90% of occupied hours) | [5 empty] | - |  | biogas | 0.025
[8 empty] | coal | 0.354
[8 empty] | diesel | 0.267
[8 empty] | LPG | 0.227
Route 2 - ASHRAE Advanced Energy Design Guide for Small Office Buildings: 'Deemed to Satisfy' route has been met? (non-modelling compliance route available for office buildings smaller than 2000m2 UA) | [5 empty] | Yes |  | mains electricity | 1.2
[8 empty] | natural gas | 0.202
[8 empty] | oil | 0.264
[8 empty] | town gas (from coal) | 0.16
Route 3 - SANS 204:2008 'Deemed to Satisfy' route has been met? (prescriptive non-modelling compliance route available for all office buildings) | [5 empty] | Yes
Office Usable Floor Area |  |  |  | 0 | m²
Total Car Parking Area |  |  |  | 0 | m²
Sub Basement Car Parking Area |  |  |  | 0 | m²
External Area (excluding Car Parking) |  |  |  | 0 | m²
ENERGY USE
|  |  | Notional SANS 204 Building | Actual Building |  |  |  | choose from drop down
|  |  | Electrical use kWh/year | Electrical use kWh/year | Gas use kWh/year |  |  | -
-
-
|  | fuel CO2 factor | 1.2 | 1.2 | 0.202
Heating
Cooling & Heat Rejection | [7 empty] | Notional car park lighting at | 9 | kWh/m2
Pumps | [7 empty] | Notional external lighting at | 6 | kWh/m2
Fans | [7 empty] | supplementary cooling | 10% | of base build
Extract and Miscellaneous Fans
Non Tenant Area Lighting | [7 empty] | Notional Building Supplementary Cooling | 0 | kwh/year
Car Park Lighting
External Lighting
Lifts
Domestic Hot Water
Miscellaneous Equipment |  |  |  | 0
Lighting (tenant) |  |  |  | 0 |  | Note- efficient tenant lighting is rewarded by Green Star SA credits Ene-3 and Ene-4
Small Power (tenant) |  |  |  | 0
Supplementary Cooling (tenant) |  |  | 0 | 0
SUB TOTALS (kWh/year) |  |  | 0 | 0 | 0
ON SITE RENEWABLE ELECTRICITY GENERATION (actual building only)
|  |  |  | kWh/year | fuel factor kgCO2/kWh | net saving kgCO2/year | net saving kgCO2/m²/year
Renewable Electricity generated on site including photovoltaics, wind turbines etc. |  |  |  |  | 0 | 0 | 0
OTHER ON SITE GENERATION (actual building only)
|  |  |  | kWh/year | fuel factor kgCO2/kWh | net saving kgCO2/year | net saving kgCO2/m²/year
Onsite Electricity Generation (e.g. electricity from a co-generation system)
Base building on site electricity generation |  |  |  | 0
Overall Generation Efficiency |  |  |  | 100%
Type of fuel used |  |  |  | mains electricity | 1.2
Amount of fuel used (calorific value in kWh) |  |  |  | 0 |  | 0 | 0
TOTALS
| Energy usage (notional building) |  |  |  |  | 0 | kWh/m²/year
| Energy usage (actual building) |  |  |  |  | 0 | kWh/m²/year
| Carbon emissions (notional building) |  |  |  |  | 0 | kgCO2/m²/year
| Carbon emissions (actual building) |  |  |  |  | 0 | kgCO2/m²/year
| Base Building Carbon emissions (notional building) |  |  |  |  | 0 | kgCO2/m²/year
| Base Building Carbon emissions (actual building) |  |  |  |  | 0 | kgCO2/m²/year
PERCENTAGE IMPROVEMENT OVER NOTIONAL BUILDING | [5 empty] | 0%
Number modelling points achieved without checks (original)
Energy Calculator Results (Compliance Route 1 only): | [6 empty] | - |  |  |  | 20
Number modelling points achieved within performance band
0
[11 empty] | % Reduction from Notional ( R ) | Lower Limit | Upper Limit | Band Check | Point Awarded
[11 empty] | 0 ≤ R < 5 | 0 | 5 | 1 | 0
[11 empty] | 5 ≤ R < 10 | 5 | 10 | 0 | 1
[11 empty] | 10 ≤ R < 15 | 10 | 15 | 0 | 2
[11 empty] | 15 ≤ R < 20 | 15 | 20 | 0 | 3
[11 empty] | 20 ≤ R < 25 | 20 | 25 | 0 | 4
[11 empty] | 25 ≤ R < 30 | 25 | 30 | 0 | 5
[11 empty] | 30 ≤ R < 35 | 30 | 35 | 0 | 6
[11 empty] | 35 ≤ R < 40 | 35 | 40 | 0 | 7
[11 empty] | 40 ≤ R < 45 | 40 | 45 | 0 | 8
[11 empty] | 45 ≤ R < 50 | 45 | 50 | 0 | 9
[11 empty] | 50 ≤ R < 55 | 50 | 55 | 0 | 10
[11 empty] | 55 ≤ R < 60 | 55 | 60 | 0 | 11
[11 empty] | 60 ≤ R < 65 | 60 | 65 | 0 | 12
[11 empty] | 65 ≤ R < 70 | 65 | 70 | 0 | 13
[11 empty] | 70 ≤ R < 75 | 70 | 75 | 0 | 14
[11 empty] | 75 ≤ R < 80 | 75 | 80 | 0 | 15
[11 empty] | 80 ≤ R < 85 | 80 | 85 | 0 | 16
[11 empty] | 85 ≤ R < 90 | 85 | 90 | 0 | 17
[11 empty] | 90 ≤ R < 95 | 90 | 95 | 0 | 18
[11 empty] | 95 ≤ R < 100 | 95 | 100 | 0 | 19
[11 empty] | 100 ≤ R | 100 | 500 | 0 | 20
Ene-0 Conditional Requirement
This is referenced to Office GFA (area check >=2,200m2)
This is referenced to Office GFA (area check < 2,200m2)
Outcomes
YES; Ene- Conditional Requirement achieved
NO; Ene- Conditional Requirement NOT achieved
Comments
Compliance is determined from information entered into the Energy Calculator. The project team acknowledges that the design meets the minimum energy efficiency requirements as stipulated in the Green Star SA - Office v1 Technical Manual. Green Star SA projects are only eligible for formal certification by the GBCSA when ALL Eligibility Criterion (and Conditional Requirements) are met. Please refer to the Technical Manual for further information.
Compliance is determined from information entered into the Energy Calculator. The project team acknowledges that the design does NOT meet the minimum energy efficiency requirements as stipulated in the Green Star SA - Office v1 Technical Manual. This Green Star SA project is therefore NOT eligible for formal certification by the GBCSA. Please refer to the Technical Manual for further information.
As the Office GFA of the project entered in the 'Building Input' page is greater or equal to 2,200m, Compliance Route 2 is not available to this project. Please select an alternative option.
Error Message
[13 empty] | #REF! | 1 | Compliance Route 1 | YES; Ene- Conditional Requirement achieved |  | TRUE | 1
[14 empty] | 2 | Compliance Route 2 | YES; Ene- Conditional Requirement achieved |  | FALSE | 0
[14 empty] | 3 | - | Compliance route NOT available. |  | FALSE | 0
[14 empty] | 4 | None | NO; Ene- Conditional Requirement NOT achieved
[15 empty] | Options | Output
[11 empty] | Office GFA | 0 |  |  | Compliance Route 1 | 0
[11 empty] | ASHRAE Limit | 2000 |  |  | Compliance Route 2 | If Office GFA < 2200 then available or not.
Compliance Route 3
None
Back to Energy Credits
Note on F39: Do not include heat from renewable sources (e.g. solar water heating) or "waste" heat from on site generation covered below.
Note on G39: Do not include heat from renewable sources (e.g. solar water heating) or "waste" heat from on site generation covered below.
Note on G40: Use for absorption chillers etc
Note on E47: Refer to protocol for calculation of lift energy use.
Note on F47: Refer to protocol for calculation of lift energy use.
Note on F48: Refer to protocol for calculation of domestic hot water energy use.
Note on G48: Refer to protocol for calculation of domestic hot water energy use.
Note on E50: Refer to Protocol.
Note on E51: Refer to Protocol.
Note on F61: Enter "0" if only heat is being generated.

## OB_ENE_DataExtract (hidden)
Key | Value | Dictionary | Note:
OB_ENE_1_Points | - | OEnP
Office_Ene_ Usable_Floor_Area | 0 | OEnUA | m2
Office_Ene_Total_ Car_ Parking_Area | 0 | OEnCP | m2
Office_Ene_Sub_Basement_Car_Parking_Area | 0 | OEnBC | m2
Office_Ene_External_ Area | 0 | OEnEA | m2
Office_Ene_Annual_Elec_Use | 0 | OEnAEU | kWh/yr
Office_Ene_Annual_Gas_Use | 0 | OEnAGU | kWh/yr
Office_Ene_Onsite_Renewable_Gen | 0 | OEnREG | kWh/yr
Office_Ene_Cogen_Renewable_Gen | 0 | OEnCRE | kWh/yr
Office_En_Use_Notional | 0 | OEnNU | kWh/m²/year
Office_En_Use_Actual | 0 | OEnAU | kWh/m²/year
Office_En_Carbon_Emission_Notional | 0 | OEnNC | kgCO2/m²/year
Office_En_Carbon_Emission_Actual | 0 | OEnAC | kgCO2/m²/year
Office_En_Base_Build_Carbon_Emission_Notional | 0 | OEnBNC | kgCO2/m²/year
Office_En_Base_Build_Carbon_Emission_Actual | 0 | OEnBAC | kgCO2/m²/year
Office_En_Percentage_Improve | 0% | OEnPI

## VT
Green Star SA - Office v1.1 - Energy Vertical Transport & Escalator Calculator
1. Fill in the details of the relevant project vertical transport (lifts) and escalators in the peach coloured cells
2. The total energy for the project is then automatically pulled through to the Ene-1 Calculator
Elevator/Lift Name | [10 empty] | Design Parameters
Duty | [11 empty] | Low Seldom | 0.5 | 23.5
Use intensity/frequency | Medium | Medium | Escalator - No controls | Escalator - No controls | Escalator - No controls | Escalator - No controls | Medium | Escalator - No controls | Escalator - No controls | Escalator - No controls |  | Medium | 1.5 | 22.5
Avg Travel Time (hours/day) - Tu | 1.5 | 1.5 | 12 | 12 | 12 | 12 | 1.5 | 12 | 12 | 12 |  | High | 3 | 21
Avg Standby Time (hours/day) - 24h-Tu | 22.5 | 22.5 | 12 | 12 | 12 | 12 | 22.5 | 12 | 12 | 12 |  | Very High | 6 | 18
Nominal load (kg) - On | [11 empty] | Escalator - Automatic Controls | 8 | 16
Velocity (m/s) - Vn | [11 empty] | Escalator - No controls | 12 | 12
Ascend Height (m) - AH
Lift travel energy demand (mWh/m.kg) - Etravel/spec
Standby Demand (W) - Psb | [11 empty] | yes
Days of Operation a year - N | [11 empty] | no
Regenerative braking | no | no | no | no | no | no | no | no | no | no
Number of lifts
Average travel distance (m) | 0 | 0 | 0 | 0 | 0 | 0 | 0 | 0 | 0 | 0 | Calculated Parameters
Average trip time (s) | 0 | 0 | 0 | 0 | 0 | 0 | 0 | 0 | 0 | 0
Trips per day | 0 | 0 | 0 | 0 | 0 | 0 | 0 | 0 | 0 | 0
Distance travelled per day (m) - Snom | 0 | 0 | 0 | 0 | 0 | 0 | 0 | 0 | 0 | 0
Standby Demand (Wh/day) | 0 | 0 | 0 | 0 | 0 | 0 | 0 | 0 | 0 | 0 | VDI Calculation
Etravel (Wh/day) | 0 | 0 | 0 | 0 | 0 | 0 | 0 | 0 | 0 | 0
Annual energy demand per lift (kWh) - Ey | 0 | 0 | 0 | 0 | 0 | 0 | 0 | 0 | 0 | 0
Annual energy demand per lift (kWh), including regenerative braking - Ey | 0 | 0 | 0 | 0 | 0 | 0 | 0 | 0 | 0 | 0
Annual energy demand (kWh) | 0 | 0 | 0 | 0 | 0 | 0 | 0 | 0 | 0 | 0
Annual Energy Usage (kWh/annum) | [9 empty] | 0
Note on K27: This is the total that is automatically pulled through to the Ene-1 Calculator for the actual building

## Transport Calculator
Green Star SA - Office Design v1.1
| Transport Calculator |  |  | Points Achieved: |  | 0
THESE COLUMNS HIDDEN
FALSE
| No. of Bus, Midibus or Minibus Services | [5 empty] | Transport Engine (HIDDEN)
|  | Contracted |  | Uncontracted
| Walking Distance from Building Entrance to Public Transport | Frequency of Service During Peak Periods |  | Frequency of Service During Peak Periods |  |  | The weighting factors and score matrix to be calibrated using assessments of different office locations
|  | 15 min | 30 min | 15 min | 30 min
| 0-250m | [5 empty] | Weighting factors |  |  |  | Score | Score Matrix
| 250-500m | [9 empty] | Achieved
| 500-750m | [5 empty] | Bus & Minibus Contract |  | Uncontracted Minibus |  |  | No. of points Achieved | Credits
| 750m-1km | [5 empty] | 15min | 30min | 15min | 30min |  | 10 | 1
[7 empty] | 6 | 4 | 3 | 1 | 0 | 20 | 2
[7 empty] | 5 | 3 | 2 | 0 | 0 | 40 | 3
| No. of Train Services | [5 empty] | 4 | 2 | 1 | 0 | 0 | 60 | 4
| Walking Distance from Building Entrance to Public Transport | Frequency of Service During Peak Periods |  |  |  |  | 3 | 1 | 0 | 0 | 0 | 80 | 5
|  | 15 min | 30 min
0-250m
250-500m
| 500-750m | [5 empty] | Train
| 750m-1km | [5 empty] | 7 | 5 |  |  | 0 | Credits = | 0
[7 empty] | 6 | 4 |  |  | 0
| Points Achieved |  | 0 |  |  |  | 5 | 3 |  |  | 0
[7 empty] | 4 | 2 |  |  | 0
0
How to use the Calculator
1. | Determine the number and type of public transport options within 1km of the building and the walking distance to each.
2. | Determine the frequency of each service between 7.30am and 9.30am and between 4.30pm and 6.30pm from Monday to Friday (excluding public holidays) from current timetables.
3. | Enter the number of services in each category in the tables above, based on type, distance and frequency.
Notes
1. | If the site is within 15 minutes travel time (via a public transport connecting service with a frequency of no more than 30 minutes) of a public transport interchange then the services available from the interchange can be included in the Calculator with the following modifications: • the number of interchange services for each type and frequency to be entered in the tables above should be halved; and • the distance to the interchange services is equal to the distance from the site to the connecting service plus 250m.
2. | If a public transport service terminates within 1km of the site then that service only counts as half of one service (i.e. enter 0.5 instead of 1 for that service).
Back to Transport Credits

## OB_TRA_DataExtract (hidden)
Key | Value | Dictionary
OB_TRA_4_Points | 0 | OTP

## Potable Water Calculator
Green Star SA - Office Design v1.1
Potable Water Calculator |  |  | Points Achieved: |  |  | 0 |  | Selections | Factors | Calculation | Unit or description
|  |  | Usable Area (m2): |  |  | 0 |  | 1 | Hours of operation | 1 | Potable water factor
Notes & Instructions |  |  | Assumed Occupants: |  |  | 0 |  |  |  | 0 | Assumed number of occupants
1. Enter data into white fields only.
2. All base-building fixtures and fittings (both office and non-office) must be included.
3. The Potable Water Calculator is strictly NOT to be used as a design tool.
PREDICTED POTABLE WATER CONSUMPTION
WCs
Type |  |  | Avg L/flush |  | % of WCs |  |  | Ave. L/flush | Total Ave.F/Day | Total Consumption |  |  | Parameters and Assumptions of the PWC | [6 empty] | Potable water factor (hours of operation)
ufhl |  |  |  |  | 0% |  |  | 0 | 0 | 0 | L/day for this unit |  | Name | Value | Description |  |  |  |  | 1 | Standard | 1
<enter description here> |  |  |  |  | 0% |  |  | 0 | 0 | 0 | L/day for this unit |  | General | [6 empty] | 2 | 7 days a week | 1.4
<enter description here> |  |  |  |  | 0% |  |  | 0 | 0 | 0 | L/day for this unit |  | WC uses male | 0.3 | Average per person (50% of occupation) |  |  |  |  | 3 | 24 hours / 5 days | 2
<enter description here> |  |  |  |  | 0% |  |  | 0 | 0 | 0 | L/day for this unit |  | WC uses female | 2.3 | Average per person (50% of occupation) |  |  |  |  | 4 | 24 hours / 7 days | 2.8
[5 empty] | 0% |  | No WCs | TOTAL: | 0 | 0 | Total L/day for WC |  | Urinal uses | 2 | Average per person (50% of occupation)
Predicted Normalised WC Water Consumption Sub-Total (L/day/m2) |  |  |  |  | 0 |  |  |  |  | #DIV/0! | L/day/m2 |  | No urinals installed | 2.3 | WC uses per day per person. |  |  |  |  | Tap Controls tables
[13 empty] | Urinal auto timer | input by project | times flushing per day based on flushing |  |  |  |  | Type | Description
Urinals | [12 empty] | Tap running time | varies | minutes |  |  |  |  | 1 | PIR
a) Urinals flushed after each use (manual & sensor) |  |  | L/flush |  | % of Urinals |  |  | L/flush | Total Flushes/Day | Total Consumption |  |  | Duration of showers | 5 | minutes per person per business day. |  |  |  |  | 2 | Timed
<enter description here> |  |  |  |  | 0% |  |  | 0 | 0 | 0 | L/day for this unit |  | Shower use | 3% | of all occupants |  |  |  |  | 3 | Manual
<enter description here> |  |  |  |  | 0% |  |  | 0 | 0 | 0 | L/day for this unit |  | Female Occupancy | 50% | [5 empty] | 4 | Select Type
<enter description here> |  |  |  |  | 0% |  |  | 0 | 0 | 0 | L/day for this unit |  | Male Occupancy | 50%
<enter description here> |  |  |  |  | 0% |  |  | 0 | 0 | 0 | L/day for this unit |  | Tap usage | 2.5 | per day for male and female |  |  |  |  | Description | PIR | Timed | Manual | Select Type
Sub-Total % |  |  |  |  | 0% |  |  |  |  | 0 | Total L/day for Urinals (manual & sensor) |  | Rainwater tank | [6 empty] | Type | 1 | 2 | 3 | 4
b) Urinals on Auto-Timer Flush | No. of Cisterns | Flushes per day | L/flush |  | % of Urinals |  |  |  |  | 0 | Number of urinal visits (total occupants) |  | Rainwater tank first flush volume | 20 | litres per 100m2
<enter description here> |  |  |  |  | 0% |  |  | 0 | 0 | 0 | Total L/day for auto-timer flush Urinals | [8 empty] | Flow time(minutes) | 0.1 | 0.11667 | 0.15 | 0.15
Sub-Total % |  |  |  |  | 0% | [14 empty] | Flow time(seconds) | 6 | 7 | 9 | 9
Total % Urinals (flushed after use AND timer flushed) |  |  |  |  | 0% |  | No Urinals |  | TOTAL: | 0 | Total L/day for ALL Urinals
Predicted Normalised Urinal Water Consumption Sub-Total (L/day/m2) |  |  |  |  | 0 |  |  | No Urinals | Auto ERROR message | #DIV/0! | L/day/m2 |  | WELS Fixture Flow Rates (Averaged where a range is permitted) NOT USED IN SA TOOL!!!! | [7 empty] | Rainfall Runoff Co-efficients
[14 empty] | Fittings selection | WC (Avg. l/flush) | Urinal (Avg. l/flush) | Taps (Avg. L/min) | Showers (Avg. L/min) | Urinal (Avg. l/flush) in group of 2 |  | 1
Indoor Taps (Office & Non-Office Areas) | [20 empty] | 2 | Steel roof (> 30 pitch) |  | 0.9
Type |  | Control | L/minute |  | % of taps |  |  | Tap type | Total Minutes/Day | Total Consumption |  |  | 1 |  |  | 0 |  |  |  |  | 3 | Non-absorbent roof (> 30 pitch) |  | 0.9
<enter description here> |  |  |  |  | 0% |  |  | 1 | 0 | 0 | L/day for this unit |  | 2 | 0 Star | Warning | 2.5 | Warning | 16 | 4 |  | 4 | Flat non-absorbent roof (<30 Pitch) |  | 0.8
<enter description here> |  |  |  |  | 0% |  |  | 3 | 0 | 0 | L/day for this unit |  | 3 | 1 Star | 5.5 | 2.5 | 16 | 16 | 4 |  | 5 | Flat gravel or turf roof (<30 pitch) |  | 0.65
<enter description here> |  |  |  |  | 0% |  |  | 4 | 0 | 0 | L/day for this unit |  | 4 | 2 Star | 4.5 | 2.5 | 12 | 12 | 2.5
<enter description here> |  |  |  |  | 0% |  |  | 3
<enter description here> |  |  |  |  | 0% |  |  | 4 | 0 | 0 | L/day for this unit |  | 5 | 3 Star | 4 | 2 | 9 | 9 | 2
[5 empty] | 0% |  | No Indoor Taps | [5 empty] | 6 | 4 Star | 3.5 | 1.5 | 7.5 | 9 | 1.5 |  | RW GW BW Decision
Predicted Normalised Indoor Tap Water Consumption Sub-Total (L/day/m2) |  |  |  |  | 0 |  |  |  | TOTAL: | 0 | Total L/day for Indoor taps |  | 7 | 5 Star | 3 | 1 | 6 | 9 | 1 |  | 1 | No
[10 empty] | #DIV/0! | L/day/m2 |  | 8 | 6 Star | 2.5 | 1 | 4.5 | 9 | 0.75 |  | 2 | Yes
Showerheads | [12 empty] | 9 | Unknown | To be entered | To be entered | To be entered | To be entered | To be entered
Type |  |  | L/minute |  | % of showers |  |  | L/minute | Total Minutes/Day | Total Consumption |  |  | 10 | Waterless | N/A | 0 | N/A | N/A | N/A
<enter description here> |  |  |  |  | 0% |  |  | 0 | 0 | 0 | L/day for this unit
<enter description here> |  |  |  |  | 0% |  |  | 0 | 0 | 0 | L/day for this unit
<enter description here> |  |  |  |  | 0% |  |  | 0 | 0 | 0 | L/day for this unit
<enter description here> |  |  |  |  | 0% |  |  | 0 | 0 | 0 | L/day for this unit
[5 empty] | 0% |  | No Showerheads |  | 0 | 0 | Total L/day for Showers
Predicted Normalised Showerhead Water Consumption Sub-Total (L/day/m2) |  |  |  |  | 0 |  |  |  |  | #DIV/0! | L/day/m2
The following estimated total potable water consumption is based on the data entered above. The water consumption of the fittings per m2 is based on assumptions of typical office usage and does not represent actual water consumption in the building. | [9 empty] | 0 | TOTAL AMENITY DEMAND
Predicted Normalised Amenity Water Consumption Total |  |  |  |  | 0 |  | L/day/m2 |  |  | #DIV/0! | L/day/m2
WCs: |  |  | 0% | of total. | 0 |  | L/day/m2
Urinals: |  |  | 0% | of total. | 0 |  | L/day/m2
Indoor Taps: |  |  | 0% | of total. | 0 |  | L/day/m2
Showerheads: |  |  | 0% | of total. | 0 |  | L/day/m2
OTHER PREDICTED RECYCLED/HARVESTED WATER DEMANDS/CONSUMPTION
Are there any other recycled/harvested water demands in the project? Enter recycled water demand only, disregard potable water use. This is to determine the availability of recycled/reused/harvested water for occupant amenity (i.e. fixtures and fittings) purposes. | [7 empty] | 1 | Annual Demand
RECYCLED/HARVESTED WATER DEMAND FOR IRRIGATION (L/day) |  |  |  |  | 0 |  |  | - | 0 | 0
RECYCLED/HARVESTED WATER DEMAND FOR COOLING TOWERS (L/day) |  |  |  |  | 0 |  |  | - | 0 | 0
RECYCLED/HARVESTED WATER DEMAND FOR FIRE SYSTEM TESTING (L/day) |  |  |  |  | 0 |  |  | - | 0 | 0
RECYCLED/HARVESTED WATER DEMAND FOR OTHER (L/day) |  |  |  |  | 0 |  |  | - | 0 | 0
[9 empty] | 0 | All predicted recycled water consumption
[9 empty] | #DIV/0! | L/day/m2
PREDICTED REDUCTION IN POTABLE WATER CONSUMPTION | [26 empty] | WATER BALANCE DEMAND ANALYSIS
RAINWATER/STORMWATER HARVESTING | [12 empty] | M76*P83 |  | 0 | [13 empty] | Jan | Feb | Mar | Apr | May | Jun | Jul | Aug | Sep | Oct | Nov | Dec | ANNUAL TOTAL
Are there any rainwater/stormwater harvesting systems, and if so, do they comply with Local Authority requirements? | [7 empty] | 1 | Drop-down outputs | [17 empty] | Total Days |  | 31 | 28 | 31 | 30 | 31 | 30 | 31 | 31 | 30 | 31 | 30 | 31 | 365
Harvested water collected is used for (please tick appropriate box(es) ): | [7 empty] | Results of tick boxes at left |  | Demands from tick boxes at left (kL/day) |  | RAINWATER TANK BALANCE CALCULATIONS | [14 empty] | Work Days |  | 21 | 20 | 23 | 22 | 21 | 22 | 22 | 22 | 22 | 21 | 22 | 23 | 261
| Irrigation |  | WC & Urinal Flushing |  |  |  |  | FALSE | FALSE | 0 | 0 | This is a very basic and crude assessment of the inflows and outflows of a water storage and reuse system. Projects may use a single tank to store rainwater, stormwater(surface runoff), condensate, fire system test water. This scenario is significantly complicated as tank utilisation is highly dependent on rainfall variability (not just monthly average). For example a site may recieve 80% of its monthly average in 1 rainfall event, with the remaining 20% supplied by multiple smaller events. In this scenario, depending on tank volume, theremay be significant overflow to the stormwater system. This is not identified in a calculation which is based on monthly averages. | [14 empty] | AMENITY CONSUMPTION/DEMAND
| Cooling Tower |  | Shower & Taps (treated to potable) |  |  |  |  | FALSE | FALSE | 0 | 0 | [15 empty] | WC Consumption |  | 0 | 0 | 0 | 0 | 0 | 0 | 0 | 0 | 0 | 0 | 0 | 0 | 0 | #DIV/0!
| Fire System Testing |  | Other |  |  |  |  | FALSE | FALSE | 0 | 0 | [15 empty] | Urinal Consumption |  | 0 | 0 | 0 | 0 | 0 | 0 | 0 | 0 | 0 | 0 | 0 | 0 | 0 | #DIV/0!
Total water harvesting collection area (drained to storage tank(s)) |  |  |  |  | 0 |  |  |  |  | Total Rain/Stormwater Demand | 0 | Month | Jan | Feb | Mar | Apr | May | Jun | Jul | Aug | Sep | Oct | Nov | Dec | Annual Totals | L/m2/day | Indoor Tap Consumption |  | 0 | 0 | 0 | 0 | 0 | 0 | 0 | 0 | 0 | 0 | 0 | 0 | 0 | #DIV/0!
Total storage capacity of harvested water tank(s) (kL) |  |  |  |  | 0 |  |  | Coefficient Selection | Effective Area (m2) | Output/Entered Data |  | Avg monthly rainfall (mm) | 0 | 0 | 0 | 0 | 0 | 0 | 0 | 0 | 0 | 0 | 0 | 0 | 0 |  | Shower Consumption |  | 0 | 0 | 0 | 0 | 0 | 0 | 0 | 0 | 0 | 0 | 0 | 0 | 0 | #DIV/0!
Collection Area Types | Rainwater Run-off Coefficient |  |  |  | 0 | 0 |  | 1 | 0 | 0 | Rainwater demand kL/day | Total Harvest + Exist Tank Vol | 0 | 0 | 0 | 0 | 0 | 0 | 0 | 0 | 0 | 0 | 0 | 0 | 0 | #DIV/0! | TOTAL Amenity Consumption |  | 0 | 0 | 0 | 0 | 0 | 0 | 0 | 0 | 0 | 0 | 0 | 0 | 0 | 0
[5 empty] | 0 | 0 |  | 1 | 0 | 0 | Roof area into tank m2 | Monthly Demand | 0 | 0 | 0 | 0 | 0 | 0 | 0 | 0 | 0 | 0 | 0 | 0 | 0 | #DIV/0! | NON-AMENITY RECYCLED WATER DEMAND
[5 empty] | 0 | 0 |  | 1 | 0 | 0 | Storage capacity kL | Overflow to drain | 0 | 0 | 0 | 0 | 0 | 0 | 0 | 0 | 0 | 0 | 0 | 0 | 0 | #DIV/0! | Irrigation Consumption |  | 0 | 0 | 0 | 0 | 0 | 0 | 0 | 0 | 0 | 0 | 0 | 0 | 0 | #DIV/0!
Average monthly rainfall for the building location (mm): | [7 empty] | TOTAL: | 0 | 0 | month no. of rain days | Volume at month end | 0 | 0 | 0 | 0 | 0 | 0 | 0 | 0 | 0 | 0 | 0 | 0 |  |  | Cooling Tower Consumption |  | 0 | 0 | 0 | 0 | 0 | 0 | 0 | 0 | 0 | 0 | 0 | 0 | 0 | #DIV/0!
Location | Jan. | Feb. | March | April | May | June | [5 empty] | Top up water | 0 | 0 | 0 | 0 | 0 | 0 | 0 | 0 | 0 | 0 | 0 | 0 | 0 | #DIV/0! | Fire System Test Consumption |  | 0 | 0 | 0 | 0 | 0 | 0 | 0 | 0 | 0 | 0 | 0 | 0 | 0 | #DIV/0!
1 | 0 | 0 | 0 | 0 | 0 | 0 | [20 empty] | Other Consumption |  | 0 | 0 | 0 | 0 | 0 | 0 | 0 | 0 | 0 | 0 | 0 | 0 | 0 | #DIV/0!
| July | August | Sept. | Oct. | Nov. | Dec. | [5 empty] | Monthly effective use | 0 | 0 | 0 | 0 | 0 | 0 | 0 | 0 | 0 | 0 | 0 | 0 | 0 | #DIV/0! | TOTAL Non-Amenity Consumption |  | 0 | 0 | 0 | 0 | 0 | 0 | 0 | 0 | 0 | 0 | 0 | 0 | 0 | 0
| 0 | 0 | 0 | 0 | 0 | 0 |  |  |  | 0 | Amenity Potable(Mains) Water Reduction (L/day) | days | 31 | 28 | 31 | 30 | 31 | 30 | 31 | 31 | 30 | 31 | 30 | 31 | 365 |  | POTENTIAL RECYCLED WATER DEMAND BREAKDOWN
| July: Annual number of rain days > 1mm:; Dec.: 0 | [5 empty] | Tank Efficiency | [12 empty] | #DIV/0! | 0 | ALL Potential Consumption Breakdown
Predicted amenity potable(mains) water reduction due to rainwater harvesting (L/day/m2) | Nov.: 0 | [6 empty] | CALCULATOR ASSUMES 31 DAY MONTH!!!! DEMAND IS OVER ESTIMATED SIGNIFICANTLY | [13 empty] | WC Consumption |  | #DIV/0! | #DIV/0! | #DIV/0! | #DIV/0! | #DIV/0! | #DIV/0! | #DIV/0! | #DIV/0! | #DIV/0! | #DIV/0! | #DIV/0! | #DIV/0!
[12 empty] | WORK DAYS | 21 | 20 | 23 | 22 | 21 | 22 | 22 | 22 | 22 | 21 | 22 | 23 | 261 |  | Urinal Consumption |  | #DIV/0! | #DIV/0! | #DIV/0! | #DIV/0! | #DIV/0! | #DIV/0! | #DIV/0! | #DIV/0! | #DIV/0! | #DIV/0! | #DIV/0! | #DIV/0!
GREYWATER HARVESTING | [12 empty] | 147.6% | 140% | 134.8% | 136.4% | 147.6% | 136.4% | 140.9% | 140.9% | 136.4% | 147.6% | 136.4% | 134.8% | 139.8% |  | Indoor Tap Consumption |  | #DIV/0! | #DIV/0! | #DIV/0! | #DIV/0! | #DIV/0! | #DIV/0! | #DIV/0! | #DIV/0! | #DIV/0! | #DIV/0! | #DIV/0! | #DIV/0!
Are there any greywater harvesting systems, and if so, do they comply with Local Authority requirements? | [7 empty] | 1 | Drop-down output | [17 empty] | Shower Consumption |  | #DIV/0! | #DIV/0! | #DIV/0! | #DIV/0! | #DIV/0! | #DIV/0! | #DIV/0! | #DIV/0! | #DIV/0! | #DIV/0! | #DIV/0! | #DIV/0!
Greywater harvested is used for (please tick appropriate box(es)): | [24 empty] | TOTALS |  | Irrigation Consumption |  | #DIV/0! | #DIV/0! | #DIV/0! | #DIV/0! | #DIV/0! | #DIV/0! | #DIV/0! | #DIV/0! | #DIV/0! | #DIV/0! | #DIV/0! | #DIV/0!
| Irrigation |  | WC & Urinal Flushing |  |  |  |  | Results of tick box at left |  | Reused GW Supply (kL/day) |  | Month | Jan | Feb | Mar | Apr | May | Jun | Jul | Aug | Sep | Oct | Nov | Dec |  |  | Cooling Tower Consumption |  | #DIV/0! | #DIV/0! | #DIV/0! | #DIV/0! | #DIV/0! | #DIV/0! | #DIV/0! | #DIV/0! | #DIV/0! | #DIV/0! | #DIV/0! | #DIV/0!
| Cooling Tower |  | Shower & Taps (treated to potable) |  |  |  |  | FALSE | FALSE | 0 | 0 | Greywater Inflow (Taps) | 0 | 0 | 0 | 0 | 0 | 0 | 0 | 0 | 0 | 0 | 0 | 0 | 0 |  | Fire System Test Consumption |  | #DIV/0! | #DIV/0! | #DIV/0! | #DIV/0! | #DIV/0! | #DIV/0! | #DIV/0! | #DIV/0! | #DIV/0! | #DIV/0! | #DIV/0! | #DIV/0!
| Fire System Testing |  | Other |  |  |  |  | FALSE | FALSE | 0 | 0 | Greywater Inflow (Showers) | 0 | 0 | 0 | 0 | 0 | 0 | 0 | 0 | 0 | 0 | 0 | 0 | 0 |  | Other Consumption |  | #DIV/0! | #DIV/0! | #DIV/0! | #DIV/0! | #DIV/0! | #DIV/0! | #DIV/0! | #DIV/0! | #DIV/0! | #DIV/0! | #DIV/0! | #DIV/0!
Percentage of indoor taps used for greywater collection |  |  |  |  | 0% |  |  | FALSE | FALSE | 0 | 0 | Greywater Inflow (Other) | 0 | 0 | 0 | 0 | 0 | 0 | 0 | 0 | 0 | 0 | 0 | 0 | 0 |  | AMENITY/NON-AMENITY Consumption Breakdown
Percentage of showers used for greywater collection |  |  |  |  | 0% |  |  |  |  | sum of all recycled water demand: | 0 | Greywater TOTAL | 0 | 0 | 0 | 0 | 0 | 0 | 0 | 0 | 0 | 0 | 0 | 0 | 0 |  | Non-Amenity |  | #DIV/0! | #DIV/0! | #DIV/0! | #DIV/0! | #DIV/0! | #DIV/0! | #DIV/0! | #DIV/0! | #DIV/0! | #DIV/0! | #DIV/0! | #DIV/0!
Storage capacity of greywater tank(s) (kL) |  |  |  |  | 0 |  |  |  |  | 0 | L/day supply from taps | [15 empty] | Amenity (Non-potable; WC & U) |  | #DIV/0! | #DIV/0! | #DIV/0! | #DIV/0! | #DIV/0! | #DIV/0! | #DIV/0! | #DIV/0! | #DIV/0! | #DIV/0! | #DIV/0! | #DIV/0!
Other greywater Collection Sources |  |  |  |  | L/day |  |  |  |  | 0 | L/day supply from showers | Recycled Greywater Demand (Amenity) | 0 | 0 | 0 | 0 | 0 | 0 | 0 | 0 | 0 | 0 | 0 | 0 | 0 | This is potable water offset | Amenity (Potable; S&T) |  | #DIV/0! | #DIV/0! | #DIV/0! | #DIV/0! | #DIV/0! | #DIV/0! | #DIV/0! | #DIV/0! | #DIV/0! | #DIV/0! | #DIV/0! | #DIV/0!
<enter description here> |  |  |  |  | 0 |  |  |  |  | 0 | L/day from all other sources | Recycled Greywater Demand (Non-Amenity) | 0 | 0 | 0 | 0 | 0 | 0 | 0 | 0 | 0 | 0 | 0 | 0 | 0 |  | RECYCLED WATER REUSE 1st PRIORITY - BLACKWATER
<enter description here> |  |  |  |  | 0 |  |  |  |  | 0 | Maximum L/day harvested (treated supply) | [15 empty] | Total Blackwater Inflow/Resource (L) |  | 0 | 0 | 0 | 0 | 0 | 0 | 0 | 0 | 0 | 0 | 0 | 0 | 0
<enter description here> |  |  |  |  | 0 |  |  |  |  | 0 | Amenity Potable(Mains) Water Reduction (L/day) | [15 empty] | Selected Demands (Check Boxes) | WCs & Urinals | 0% | 0% | 0% | 0% | 0% | 0% | 0% | 0% | 0% | 0% | 0% | 0%
<enter description here> |  |  |  |  | 0 | [22 empty] | Showers & Taps | 0% | 0% | 0% | 0% | 0% | 0% | 0% | 0% | 0% | 0% | 0% | 0%
Predicted amenity potable(mains) water replacement due to greywater harvesting (L/day/m2): |  |  |  |  | 0 | [22 empty] | Cooling Towers | 0% | 0% | 0% | 0% | 0% | 0% | 0% | 0% | 0% | 0% | 0% | 0%
[10 empty] | 0 | L/day/m2 greywater from fittings for sewage calculator | [16 empty] | Irrigation | 0% | 0% | 0% | 0% | 0% | 0% | 0% | 0% | 0% | 0% | 0% | 0%
BLACKWATER HARVESTING | [27 empty] | Fire System | 0% | 0% | 0% | 0% | 0% | 0% | 0% | 0% | 0% | 0% | 0% | 0%
Are there any blackwater harvesting systems, and if so, do they comply with Local Authority requirements? | [7 empty] | 1 | Drop-down Output | [18 empty] | Other | 0% | 0% | 0% | 0% | 0% | 0% | 0% | 0% | 0% | 0% | 0% | 0%
Blackwater harvested is used for (please tick appropriate box(es)): | [7 empty] | Results of tick box at left |  | Reused BW Supply (kL/day) | [16 empty] | Maximum BW Supply Quantities | WCs & Urinals | 0 | 0 | 0 | 0 | 0 | 0 | 0 | 0 | 0 | 0 | 0 | 0 | 0 | #DIV/0!
| Irrigation |  | WC & Urinal Flushing |  |  |  |  | FALSE | FALSE | 0 | 0 | [16 empty] | Showers & Taps | 0 | 0 | 0 | 0 | 0 | 0 | 0 | 0 | 0 | 0 | 0 | 0 | 0 | #DIV/0!
| Cooling Tower |  | Shower & Taps (treated to potable) |  |  |  |  | FALSE | FALSE | 0 | 0 |  | Mar: Annual Maximum Non-Potable Demands & Supply Breakdown |  |  |  | Cooling Towers | 0 | 0 | 0 | 0 | 0 | 0 | 0 | 0 | 0 | 0 | 0 | 0 | 0 | 0
| Fire System Testing |  | Other |  |  |  |  | FALSE | FALSE | 0 | 0 |  | Mar: Harvesting for; Apr: Irrigation; May: Cooling T; Jun: FS Testing; Jul: WC & Us; Aug: S & T; Sep: Other |  |  |  | Irrigation | 0 | 0 | 0 | 0 | 0 | 0 | 0 | 0 | 0 | 0 | 0 | 0 | 0
Percentage of WC's used for blackwater collection |  |  |  |  | 0% |  |  |  |  | sum of all recycled water demand: | 0 |  | Mar: Rainwater; Apr: #DIV/0!; May: #DIV/0!; Jun: #DIV/0!; Jul: #DIV/0!; Aug: #DIV/0!; Sep: #DIV/0! |  |  |  | Fire System | 0 | 0 | 0 | 0 | 0 | 0 | 0 | 0 | 0 | 0 | 0 | 0 | 0
Percentage of urinals used for blackwater collection |  |  |  |  | 0% |  |  |  |  | 0 | L/day supply from WCs |  | Mar: Greywater; Apr: 0; May: 0; Jun: 0; Jul: 0; Aug: 0; Sep: 0 |  |  |  | Other | 0 | 0 | 0 | 0 | 0 | 0 | 0 | 0 | 0 | 0 | 0 | 0 | 0 | 0
Percentage of indoor taps used for blackwater collection |  |  |  |  | 0% |  |  |  |  | 0 | L/day supply from urinals |  | Mar: Blackwater; Apr: 0; May: 0; Jun: 0; Jul: 0; Aug: 0; Sep: 0 |  |  | Make-up or Supply Required from Alternative Sources (Greywater, Rainwater &/or Stormwater) | WCs & Urinals | 0 | 0 | 0 | 0 | 0 | 0 | 0 | 0 | 0 | 0 | 0 | 0 | 0 | #DIV/0!
Percentage of showers used for blackwater collection |  |  |  |  | 0% |  |  |  |  | 0 | L/day supply from taps |  | Mar: Total Recycled Use; Apr: #DIV/0!; May: #DIV/0!; Jun: #DIV/0!; Jul: #DIV/0!; Aug: #DIV/0!; Sep: #DIV/0! |  |  |  | Showers & Taps | 0 | 0 | 0 | 0 | 0 | 0 | 0 | 0 | 0 | 0 | 0 | 0 | 0 | #DIV/0!
Storage capacity of Blackwater tank (kL) |  |  |  |  | 0 |  |  |  |  | 0 | L/day supply from showers |  | Mar: Total Actual Demand; Apr: 0; May: 0; Jun: 0; Jul: 0; Aug: 0; Sep: 0 |  |  |  | Cooling Towers | 0 | 0 | 0 | 0 | 0 | 0 | 0 | 0 | 0 | 0 | 0 | 0 | 0 | 0
Other blackwater collection sources |  |  |  |  | L/day |  |  |  |  | 0 | L/day from all other sources |  | Mar: % Supplied by Reused; Apr: #DIV/0!; May: #DIV/0!; Jun: #DIV/0!; Jul: #DIV/0!; Aug: #DIV/0!; Sep: #DIV/0! |  |  |  | Irrigation | 0 | 0 | 0 | 0 | 0 | 0 | 0 | 0 | 0 | 0 | 0 | 0 | 0
<enter description here> |  |  |  |  | 0 |  |  |  |  | 0 | Maximum L/day harvested (treated supply) |  | Mar: Supp. Potable Mains; Apr: #DIV/0!; May: #DIV/0!; Jun: #DIV/0!; Jul: #DIV/0!; Aug: #DIV/0!; Sep: #DIV/0! |  |  |  | Fire System | 0 | 0 | 0 | 0 | 0 | 0 | 0 | 0 | 0 | 0 | 0 | 0 | 0
<enter description here> |  |  |  |  | 0 |  |  |  |  | 0 | Amenity Potable(Mains) Water Reduction (L/day) | [16 empty] | Other | 0 | 0 | 0 | 0 | 0 | 0 | 0 | 0 | 0 | 0 | 0 | 0 | 0 | 0
<enter description here> |  |  |  |  | 0 | [21 empty] | Alternative Supply Demand Breakdown (Greywater, Rainwater &/or Stormwater) | WCs & Urinals | #DIV/0! | #DIV/0! | #DIV/0! | #DIV/0! | #DIV/0! | #DIV/0! | #DIV/0! | #DIV/0! | #DIV/0! | #DIV/0! | #DIV/0! | #DIV/0!
<enter description here> |  |  |  |  | 0 |  |  |  |  | 0 | L/day/m2 blackwater from WCs, urinals, taps & showers for sewage calculator | [16 empty] | Showers & Taps | #DIV/0! | #DIV/0! | #DIV/0! | #DIV/0! | #DIV/0! | #DIV/0! | #DIV/0! | #DIV/0! | #DIV/0! | #DIV/0! | #DIV/0! | #DIV/0!
[28 empty] | Cooling Towers | #DIV/0! | #DIV/0! | #DIV/0! | #DIV/0! | #DIV/0! | #DIV/0! | #DIV/0! | #DIV/0! | #DIV/0! | #DIV/0! | #DIV/0! | #DIV/0!
Predicted amenity potable(mains) water replacement due to blackwater harvesting (L/day/m2): |  |  |  |  | 0 | [22 empty] | Cooling Towers | #DIV/0! | #DIV/0! | #DIV/0! | #DIV/0! | #DIV/0! | #DIV/0! | #DIV/0! | #DIV/0! | #DIV/0! | #DIV/0! | #DIV/0! | #DIV/0!
[28 empty] | Irrigation | #DIV/0! | #DIV/0! | #DIV/0! | #DIV/0! | #DIV/0! | #DIV/0! | #DIV/0! | #DIV/0! | #DIV/0! | #DIV/0! | #DIV/0! | #DIV/0!
The following estimated total reductions in potable water consumption is based on the data entered above and does not represent actual reduction of water consumption in the building. | [27 empty] | Fire System | #DIV/0! | #DIV/0! | #DIV/0! | #DIV/0! | #DIV/0! | #DIV/0! | #DIV/0! | #DIV/0! | #DIV/0! | #DIV/0! | #DIV/0! | #DIV/0!
Total Predicted Reduction in Amenity Potable(Mains) Water Consumption |  |  |  |  | 0 |  | L/day/m2 | [20 empty] | Other | #DIV/0! | #DIV/0! | #DIV/0! | #DIV/0! | #DIV/0! | #DIV/0! | #DIV/0! | #DIV/0! | #DIV/0! | #DIV/0! | #DIV/0! | #DIV/0!
RECYCLED WATER REUSE 2nd PRIORITY - GREYWATER
Rainwater |  |  |  |  | 0 |  | L/day/m2 | [19 empty] | Total Greywater Inflow/Resource (L) |  | 0 | 0 | 0 | 0 | 0 | 0 | 0 | 0 | 0 | 0 | 0 | 0 | 0
Greywater |  |  |  |  | 0 |  | L/day/m2 | [19 empty] | Selected Demands (Check Boxes) | WCs & Urinals | 0% | 0% | 0% | 0% | 0% | 0% | 0% | 0% | 0% | 0% | 0% | 0%
Blackwater |  |  |  |  | 0 |  | L/day/m2 | [20 empty] | Showers & Taps | 0% | 0% | 0% | 0% | 0% | 0% | 0% | 0% | 0% | 0% | 0% | 0%
[28 empty] | Cooling Towers | 0% | 0% | 0% | 0% | 0% | 0% | 0% | 0% | 0% | 0% | 0% | 0%
[28 empty] | Irrigation | 0% | 0% | 0% | 0% | 0% | 0% | 0% | 0% | 0% | 0% | 0% | 0%
PREDICTED RECYCLED WATER AVAILABLE | [27 empty] | Fire System | 0% | 0% | 0% | 0% | 0% | 0% | 0% | 0% | 0% | 0% | 0% | 0%
The following estimated total predicted availability of water to fixtures is based on the data entered above and does not represent actual available water for consumption by fixtures within the building. | [27 empty] | Other | 0% | 0% | 0% | 0% | 0% | 0% | 0% | 0% | 0% | 0% | 0% | 0%
Total Predicted Recycled Water Available |  |  |  |  | 0 |  | L/day/m2 | [19 empty] | Maximum GW Supply Quantities | WCs & Urinals | 0 | 0 | 0 | 0 | 0 | 0 | 0 | 0 | 0 | 0 | 0 | 0 | 0 | #DIV/0!
Recycled Water used for other purposes (irrigation, cooling towers, fire system testing & 'other') |  |  |  |  | 0 |  | L/day/m2 | [20 empty] | Showers & Taps | 0 | 0 | 0 | 0 | 0 | 0 | 0 | 0 | 0 | 0 | 0 | 0 | 0 | #DIV/0!
Total Predicted Recycled Water available to Fixtures |  |  |  |  | 0 |  | L/day/m2 | [20 empty] | Cooling Towers | 0 | 0 | 0 | 0 | 0 | 0 | 0 | 0 | 0 | 0 | 0 | 0 | 0 | 0
[28 empty] | Irrigation | 0 | 0 | 0 | 0 | 0 | 0 | 0 | 0 | 0 | 0 | 0 | 0 | 0
[28 empty] | Fire System | 0 | 0 | 0 | 0 | 0 | 0 | 0 | 0 | 0 | 0 | 0 | 0 | 0
TOTAL REDUCED POTABLE WATER USE | [27 empty] | Other | 0 | 0 | 0 | 0 | 0 | 0 | 0 | 0 | 0 | 0 | 0 | 0 | 0 | 0
TOTAL REDUCED POTABLE WATER USE
Predicted Water Consumption from Fixtures |  |  |  |  | 0 |  | L/day/m2 |  | L/day/m2 benchmark |  | Credits | [15 empty] | Make-up or Supply Required from Alternative Sources (Rainwater/Stormwater) | WCs & Urinals | 0 | 0 | 0 | 0 | 0 | 0 | 0 | 0 | 0 | 0 | 0 | 0 | 0 | #DIV/0!
Predicted Recycled/Harvested Water available to Fixtures |  |  |  |  | 0 |  | L/day/m2 |  | No showers installed | Showers for 3% of staff | [17 empty] | Showers & Taps | 0 | 0 | 0 | 0 | 0 | 0 | 0 | 0 | 0 | 0 | 0 | 0 | 0 | #DIV/0!
NET POTABLE (MAINS) WATER CONSUMPTION |  |  |  |  | 0 |  | L/day/m2 |  | 0 | 1 | [17 empty] | Cooling Towers | 0 | 0 | 0 | 0 | 0 | 0 | 0 | 0 | 0 | 0 | 0 | 0 | 0 | 0
POINTS ACHIEVED: |  |  |  |  | 0 |  |  |  | 0.24 | 0.32 | 5 | [16 empty] | Irrigation | 0 | 0 | 0 | 0 | 0 | 0 | 0 | 0 | 0 | 0 | 0 | 0 | 0
[9 empty] | 0.36 | 0.44 | 4 | [16 empty] | Fire System | 0 | 0 | 0 | 0 | 0 | 0 | 0 | 0 | 0 | 0 | 0 | 0 | 0
[9 empty] | 0.47 | 0.56 | 3 | [16 empty] | Other | 0 | 0 | 0 | 0 | 0 | 0 | 0 | 0 | 0 | 0 | 0 | 0 | 0 | 0
Wat-1 Occupant Amenity Water Predicted Potable Water Rating Benchmark | [8 empty] | 0.59 | 0.69 | 2 | [15 empty] | Alternative Supply Demand Breakdown (Rainwater/Stormwater) | WCs & Urinals | #DIV/0! | #DIV/0! | #DIV/0! | #DIV/0! | #DIV/0! | #DIV/0! | #DIV/0! | #DIV/0! | #DIV/0! | #DIV/0! | #DIV/0! | #DIV/0!
L/day/m2 |  |  | Points achieved | [5 empty] | 0.71 | 0.83 | 1 | [16 empty] | Showers & Taps | #DIV/0! | #DIV/0! | #DIV/0! | #DIV/0! | #DIV/0! | #DIV/0! | #DIV/0! | #DIV/0! | #DIV/0! | #DIV/0! | #DIV/0! | #DIV/0!
0.24 |  |  | 5 | [24 empty] | Cooling Towers | #DIV/0! | #DIV/0! | #DIV/0! | #DIV/0! | #DIV/0! | #DIV/0! | #DIV/0! | #DIV/0! | #DIV/0! | #DIV/0! | #DIV/0! | #DIV/0!
0.36 |  |  | 4 | [24 empty] | Irrigation | #DIV/0! | #DIV/0! | #DIV/0! | #DIV/0! | #DIV/0! | #DIV/0! | #DIV/0! | #DIV/0! | #DIV/0! | #DIV/0! | #DIV/0! | #DIV/0!
0.47 |  |  | 3 | [5 empty] | % sewer reduction | L/day/m2 benchmark ((L/day/person)/(m2/person)) |  |  | Jan: Credits; Feb: Calc (0%); Mar: Calc (3%) |  |  |  | Fire System | #DIV/0! | #DIV/0! | #DIV/0! | #DIV/0! | #DIV/0! | #DIV/0! | #DIV/0! | #DIV/0! | #DIV/0! | #DIV/0! | #DIV/0! | #DIV/0!
0.59 |  |  | 2 | [6 empty] | No showers installed | Shower Demand (3%) | [16 empty] | Other | #DIV/0! | #DIV/0! | #DIV/0! | #DIV/0! | #DIV/0! | #DIV/0! | #DIV/0! | #DIV/0! | #DIV/0! | #DIV/0! | #DIV/0! | #DIV/0! | bar: Jan to Mar
0.71 |  |  | 1 | [23 empty] | RECYCLED WATER REUSE 3rd PRIORITY - RAINWATER & STORMWATER
[9 empty] | 90% | 0.1 | 0.14 |  | Jan: 4; Feb: 1; Mar: 1 |  |  | Selected Demands (Check Boxes) | WCs & Urinals | 0% | 0% | 0% | 0% | 0% | 0% | 0% | 0% | 0% | 0% | 0% | 0%
[9 empty] | 70% | 0.3 | 0.42 |  | Jan: 3; Feb: 1; Mar: 1 |  |  |  | Showers & Taps | 0% | 0% | 0% | 0% | 0% | 0% | 0% | 0% | 0% | 0% | 0% | 0%
[9 empty] | 50% | 0.5 | 0.7 |  | Jan: 2; Feb: 1; Mar: 1 |  |  |  | Cooling Towers | 0% | 0% | 0% | 0% | 0% | 0% | 0% | 0% | 0% | 0% | 0% | 0%
[9 empty] | 30% | 0.7 | 0.98 | [16 empty] | Irrigation | 0% | 0% | 0% | 0% | 0% | 0% | 0% | 0% | 0% | 0% | 0% | 0% | bar: Jan to Mar
[9 empty] | 0% | 1 | 1.4 | [16 empty] | Fire System | 0% | 0% | 0% | 0% | 0% | 0% | 0% | 0% | 0% | 0% | 0% | 0%
[13 empty] | Feb: 4; Mar: 4 |  |  |  | Other | 0% | 0% | 0% | 0% | 0% | 0% | 0% | 0% | 0% | 0% | 0% | 0%
[27 empty] | Maximum RW & SW Demand Quantity | WCs & Urinals | 0 | 0 | 0 | 0 | 0 | 0 | 0 | 0 | 0 | 0 | 0 | 0 | 0 | #DIV/0!
[28 empty] | Showers & Taps | 0 | 0 | 0 | 0 | 0 | 0 | 0 | 0 | 0 | 0 | 0 | 0 | 0 | #DIV/0!
[28 empty] | Cooling Towers | 0 | 0 | 0 | 0 | 0 | 0 | 0 | 0 | 0 | 0 | 0 | 0 | 0 | 0
[28 empty] | Irrigation | 0 | 0 | 0 | 0 | 0 | 0 | 0 | 0 | 0 | 0 | 0 | 0 | 0
[28 empty] | Fire System | 0 | 0 | 0 | 0 | 0 | 0 | 0 | 0 | 0 | 0 | 0 | 0 | 0
[28 empty] | Other | 0 | 0 | 0 | 0 | 0 | 0 | 0 | 0 | 0 | 0 | 0 | 0 | 0 | 0
[27 empty] | Total Monthly Rainwater/Stormwater Demand (L) |  | 0 | 0 | 0 | 0 | 0 | 0 | 0 | 0 | 0 | 0 | 0 | 0 | 0
[27 empty] | Total Monthly Effective use of Harvest Water |  | 0 | 0 | 0 | 0 | 0 | 0 | 0 | 0 | 0 | 0 | 0 | 0 | 0
[27 empty] | % Utilisation |  | #DIV/0! | #DIV/0! | #DIV/0! | #DIV/0! | #DIV/0! | #DIV/0! | #DIV/0! | #DIV/0! | #DIV/0! | #DIV/0! | #DIV/0! | #DIV/0! | #DIV/0!
[27 empty] | Supply of Effective Use to Demands | WCs & Urinals | #DIV/0! | #DIV/0! | #DIV/0! | #DIV/0! | #DIV/0! | #DIV/0! | #DIV/0! | #DIV/0! | #DIV/0! | #DIV/0! | #DIV/0! | #DIV/0! | #DIV/0!
[28 empty] | Showers & Taps | #DIV/0! | #DIV/0! | #DIV/0! | #DIV/0! | #DIV/0! | #DIV/0! | #DIV/0! | #DIV/0! | #DIV/0! | #DIV/0! | #DIV/0! | #DIV/0! | #DIV/0!
[28 empty] | Cooling Towers | #DIV/0! | #DIV/0! | #DIV/0! | #DIV/0! | #DIV/0! | #DIV/0! | #DIV/0! | #DIV/0! | #DIV/0! | #DIV/0! | #DIV/0! | #DIV/0! | #DIV/0!
[28 empty] | Irrigation | #DIV/0! | #DIV/0! | #DIV/0! | #DIV/0! | #DIV/0! | #DIV/0! | #DIV/0! | #DIV/0! | #DIV/0! | #DIV/0! | #DIV/0! | #DIV/0! | #DIV/0!
[28 empty] | Fire System | #DIV/0! | #DIV/0! | #DIV/0! | #DIV/0! | #DIV/0! | #DIV/0! | #DIV/0! | #DIV/0! | #DIV/0! | #DIV/0! | #DIV/0! | #DIV/0! | #DIV/0!
[28 empty] | Other | #DIV/0! | #DIV/0! | #DIV/0! | #DIV/0! | #DIV/0! | #DIV/0! | #DIV/0! | #DIV/0! | #DIV/0! | #DIV/0! | #DIV/0! | #DIV/0! | #DIV/0!
[27 empty] | % of required demand met by effective Rainwater/Stormwater harvest | WCs & Urinals | 0% | 0% | 0% | 0% | 0% | 0% | 0% | 0% | 0% | 0% | 0% | 0% | 0%
[28 empty] | Showers & Taps | 0% | 0% | 0% | 0% | 0% | 0% | 0% | 0% | 0% | 0% | 0% | 0% | 0%
[28 empty] | Cooling Towers | 0% | 0% | 0% | 0% | 0% | 0% | 0% | 0% | 0% | 0% | 0% | 0% | 0%
[28 empty] | Irrigation | 0% | 0% | 0% | 0% | 0% | 0% | 0% | 0% | 0% | 0% | 0% | 0% | 0%
[28 empty] | Fire System | 0% | 0% | 0% | 0% | 0% | 0% | 0% | 0% | 0% | 0% | 0% | 0% | 0%
[28 empty] | Other | 0% | 0% | 0% | 0% | 0% | 0% | 0% | 0% | 0% | 0% | 0% | 0% | 0%
[27 empty] | Supplementary Potable (Mains) Water Required to Meet Demands | WCs & Urinals | #DIV/0! | #DIV/0! | #DIV/0! | #DIV/0! | #DIV/0! | #DIV/0! | #DIV/0! | #DIV/0! | #DIV/0! | #DIV/0! | #DIV/0! | #DIV/0! | #DIV/0!
[28 empty] | Showers & Taps | #DIV/0! | #DIV/0! | #DIV/0! | #DIV/0! | #DIV/0! | #DIV/0! | #DIV/0! | #DIV/0! | #DIV/0! | #DIV/0! | #DIV/0! | #DIV/0! | #DIV/0!
[28 empty] | Cooling Towers | #DIV/0! | #DIV/0! | #DIV/0! | #DIV/0! | #DIV/0! | #DIV/0! | #DIV/0! | #DIV/0! | #DIV/0! | #DIV/0! | #DIV/0! | #DIV/0! | #DIV/0!
[28 empty] | Irrigation | #DIV/0! | #DIV/0! | #DIV/0! | #DIV/0! | #DIV/0! | #DIV/0! | #DIV/0! | #DIV/0! | #DIV/0! | #DIV/0! | #DIV/0! | #DIV/0! | #DIV/0!
[28 empty] | Fire System | #DIV/0! | #DIV/0! | #DIV/0! | #DIV/0! | #DIV/0! | #DIV/0! | #DIV/0! | #DIV/0! | #DIV/0! | #DIV/0! | #DIV/0! | #DIV/0! | #DIV/0!
[28 empty] | Other | #DIV/0! | #DIV/0! | #DIV/0! | #DIV/0! | #DIV/0! | #DIV/0! | #DIV/0! | #DIV/0! | #DIV/0! | #DIV/0! | #DIV/0! | #DIV/0! | #DIV/0!
Note on E4: From Building Input Sheet
Note on M4: From building input sheet
Note on E5: Occupant density assumed as 1 person per 15m2 and 50% female and 50% male.
Note on E12: Average flush capacity for dual flush fixture to be calculated based on 1 full flush and 4 half flushes. Please refer to the Potable Water Calculator guide for further information.
Note on X12: This is automatically selected based on 'Building Input' page.
Note on B20: Waterless urinals must also be included. Please enter 0 L/flush for waterless urinals.
Note on B27: To include 'trough' urinals, each 600mm section of trough is considered a 'stall' (i.e. 6m trough = 10 urinals).
Note on C27: Cisterns may serve multiple urinal fixtures or a urinal trough. Enter number of cisterns, NOT urinals.
Note on D27: Enter automated timer flushes per day PER cistern, NOT aggregate flushes.
Note on E27: Enter litre/flush for each cistern, NOT urinal.
Note on S35: Need to define this, as the tool will need to use a figure to calculate the data
Note on T35: Need to evaluate this figure according to the WELS table
Note on U35: Need to define this, as the tool will need to use a figure to calculate the data
Note on W35: Need to evaluate this figure according to the WELS table
Note on T36: Need to evaluate this figure according to the WELS table
Note on W36: Need to evaluate this figure according to the WELS table
Note on T42: Need to evaluate this figure according to the WELS table
Note on W42: Need to evaluate this figure according to the WELS table
Note on S43: : Assume 1 star?
Note on S44: : Assume 1 star?
Note on S45: : Assume 1 star?
Note on B63: Figures entered must correlate with figures claimed in other water credits.
Note on B64: Please calculate annual total and determine average L/day (based on 365 days) irrigation demand (non-potable component only)
Note on N64: nickm: daily demand averaged on 250 work days
Note on B65: Please calculate annual total and determine average L/day (based on working days; 261) cooling tower demand (non-potable component only).
Note on B66: Please calculate annual total and determine daily average (based on work days only; 261) L/day fire system test demand (non-potable component only)
Note on B67: Please calculate annual total and determine daily average (based on work days only; 261) L/day 'other' demand (non-potable component only)
Note on M69: average per WORK day (261 days)
Note on B73: Please ensure selections for rainwater reuse match those indicated above.
Note on L74: jasonb: Linked to Irrigation tickbox at left: True if ticked, false if not ticked.
Note on M74: jasonb: Linked to WC & Urinal tickbox at left: True if ticked, false if not ticked.
Note on N74: elindner: Irrigation
Note on L75: jasonb: Linked to Cooling Tower tickbox at left: True if ticked, false if not ticked.
Note on M75: jasonb: Linked to Shower & Tap tickbox at left: True if ticked, false if not ticked.
Note on L76: jasonb: Linked to Fire System Testing tickbox at left: True if ticked, false if not ticked.
Note on M76: jasonb: Linked to Other demand tickbox at left: True if ticked, false if not ticked.
Note on B77: Project teams must clearly demonstrate stated area is drained to storage tank(s).
Note on B78: Only include capacities of storage tanks from which harvested water is supplied to meet building/site demands. Do not include simple stormwater retention tanks for the sole purposes of minimising peak runoff flows only.
Note on M78: actual area X runoff coefficient
Note on P78: Andrew: Melbourne used
Note on B79: If collection area consists of varying types (i.e. green roof AND flat metal roof), please enter areas separately. Total of separate areas must equal that stated above.
Note on O79: workday demand
Note on P79: Total runoff less first flush amount.
Note on Q79: elindner: Monthy yield = Rain collection on rain days - first flush Calculations starts off with 25% full tank volume.
Note on P80: Andrew: These values are conditional and their origin is dependant on rainwater, grey water, and blackwater options 1 to 5
Note on Q80: nickm: calculations are based on 31 days NOT working days
Note on Q82: nickm: Volume at end of month is carried over to start of next month
Note on Q83: nickm: Make-up is just the difference between demand and harvest
Note on B84: Select city from drop down menu
Note on P85: Monthly effective use of available harvested rainwater/stormwater.
Note on P89: All public holidays are ignored.
Note on L91: jasonb: 1=Yes, 2=No from dropdown at left.
Note on L94: jasonb: Linked to Irrigation tickbox at left: True if ticked, false if not ticked.
Note on M94: jasonb: Linked to WC & Urinal Flushing at left: True if ticked, false if not ticked.
Note on N94: elindner: Irrigation
Note on L95: jasonb: Linked to Cooling Tower tickbox at left: True if ticked, false if not ticked.
Note on M95: jasonb: Linked to Shower & Taps tickbox at left: True if ticked, false if not ticked.
Note on L96: jasonb: Linked to Fire System Testing tickbox at left: True if ticked, false if not ticked.
Note on M96: jasonb: Linked to Other tickbox at left: True if ticked, false if not ticked.
Note on B100: For fire services and condensate or other flows, first calculate the annual collection and convert to daily rates
Note on B101: For fire services and condensate or other flows, first calculate the annual collection and convert to daily rates
Note on N101: Includes check if GW storage tank capacity is sufficiently sized for the expected inflow. This is done on the assumption of a 'batch' treatment process as opposed to 'instantaneous' treatment process. It assumes that the storage capacity is that of the untreated greywater tank and the treatment plant operates once per day. Once tank is full, no further storage/treatment of GW is possible hence maximum GW volume is nominated tank capacity.
Note on B102: For fire services and condensate or other flows, first calculate the annual collection and convert to daily rates
Note on B103: For fire services and condensate or other flows, first calculate the annual collection and convert to daily rates
Note on N110: elindner: Irrigation
Note on N119: Includes check if BW storage tank capacity is sufficiently sized for the expected inflow. This is done on the assumption of a 'batch' treatment process as opposed to 'instantaneous' treatment process. It assumes that the storage capacity is that of the untreated blackwater tank and the treatment plant operates once per day. Once tank is full, no further storage/treatment of BW is possible hence maximum BW volume is nominated tank capacity.
Note on AI183: This is the potable supply/make-up water from the munincipal mains system required to meet the demands as entered into this calculation sheet. Project teams should complete detailed water balance calculations as part of best-practice design and ensure that the water harvesting and reuse systems are optimally matched to meet demands where necessary. It is expected that well designed and sized systems with accurate water balance data entered should have 0 supplementary potable mains water to meet the 'reused/harvested' water demands as entered into this sheet.
Back to Water Credits
Back to Water Credits
Back to Water Credits

## Ecology Calculator
Green Star SA - Office Design v1.1
| Change In Ecology Calculator |  |  |  | Points Achieved: |  |  |  | 0 |  | THESE COLUMNS ARE HIDDEN
Does the site contain any rare, threatened or vulnerable flora or fauna?
Urban Area and Unallocated
| In which bio-region is the site located? | [9 empty] | Brownfield Site |  |  | 43
| In which vegetation type is the site located? | [12 empty] | 2
[12 empty] | 1 |  | 1 | No
[14 empty] | 2 | Yes
|  | Hidden | Hidden | Hidden | BEFORE |  | AFTER
| Land Type | Greenfields/ Brownfields | Before Sensitivity weighting | Ecological Value | Land Types Before Construction / m2 | Ecological Score | Land Types After Construction / m2 | After Sensitivity weighting | Ecological Score | [5 empty] | Sensitivity Category | Importance Factor | Change in ecological diversity index | Credit calculation limits | Credits
| Building | 2 | 1 | 0 |  | 0 |  | 1 | 0 | [5 empty] | CE | 2 | less than 5 | -200 | 0
| Impermeable/concreted Area | 2 | 1 | 0 |  | 0 |  | 1 | 0 | [5 empty] | EN | 1 | 5 to 10 | 1 | 1
| Bare Ground | 2 | 1 | 1 |  | 0 |  | 1 | 0 | [5 empty] | LT | 0.25 | 10 to 15 | 5 | 2
| Weed Infestations | 2 | 1 | 5 |  | 0 |  | 1 | 0 | [5 empty] | VU | 0.5 | 15 to 25 | 15 | 3
| Exotic Garden | 2 | 1 | 5 |  | 0 |  | 1 | 0 | [7 empty] | above 25 | 25 | 4
| Indigenous Garden | 2 | 1 | 10 |  | 0 |  | 1 | 0
| Indigenous Roof Garden | 2 | 1 | 10 |  | 0 |  | 1 | 0
| Exotic Grazing | 2 | 1 | 5 |  | 0 |  | 1 | 0 | [5 empty] | Bioregion ID = | 2
| Existing Natural Grazing* | 0 | 1 | 25 |  | 0 |  | 1 | 0 | [5 empty] | Category = | CE
| Crop Farming | 0 | 1 | 5 |  | 0 |  | 1 | 0 | [7 empty] | Base credits = | 0
| Existing Natural Waterway/Riparian Zone* | 0 | 1 | 75 |  | 0 |  | 1 | 0 | [5 empty] | Factor = | 2 | Threatened species = | 1 | if threatened species then no credits awarded
| Existing Natural Wetland* | 0 | 1 | 100 |  | 0 |  | 1 | 0 | [7 empty] | Final credit = | 0
| Rehabilitation/Creation of Wetland/Riparian | 2 | 1 | 50 |  | 0 |  | 1 | 0
| Exotic Plantation Forest | 2 | 1 | 5 |  | 0 |  | 1 | 0 | [7 empty] | ERROR Check on Area
| Indigenous Plantation Forest | 2 | 1 | 20 |  | 0 |  | 1 | 0 | [7 empty] | If areas don't match then zero credits (default)
| Regenerated Endemic Habitat (< 10 years old)* | 0 | 1 | 50 |  | 0 |  | 1 | 0 | [7 empty] | CREDIT = | 0
| Indigenous Endemic Habitat (> 10 years old)* | 0 | 1 | 75 |  | 0 |  | 1 | 0
| Indigenous Endemic Habitat (> 20 years old)* | 0 | 1 | 100 |  | 0 |  | 1 | 0
| TOTAL |  |  |  | 0 | 0 | 0 |  | 0
| ECOLOGICAL DIVERSITY INDEX: |  |  |  |  | 0 |  |  | 0
| CHANGE IN ECOLOGICAL DIVERSITY INDEX |  |  |  | 0 | [11 empty] | Bioregion Category | Description
| Points Achieved |  |  |  | 0 | [11 empty] | CE | Critically Endangered
| * = affected by Bioregion Reservation Importance Factor | [15 empty] | EN | Endangered
[17 empty] | LT | Least Threatened
[17 empty] | VU | Vulnerable
THESE ROWS BELOW ARE HIDDEN
| Bioregion | Bioregion code | Bio-Region ID Number | Ecological Significance Category
Urban Area and Unallocated
1 | <Don't know> | none | 1 | CE | Default to highest significance
2 | Brownfield Site | none | 2 | CE | Brownfields | [6 empty] | ID | Bioregion
| Albany Thickets | [10 empty] | 1 | Albany Thickets
1 | <Don't know> | none | 1 | CE | [7 empty] | 2 | Albany Thickets Alluvial Vegetation
2 | Albany Coastal Belt | 833 | 2 | LT | 326915 | 263815 | 81 | 1 | 19 | poorly protected |  | 3 | Albany Thickets Strandveld
3 | Buffels Thicket | 8060 | 3 | VU | 113220 | 89394 | 79 | 1 | 19 | hardly protected |  | 4 | Bushmanland and West Griqualand
4 | Camdebo Escarpment Thicket | 851 | 4 | LT | 197622 | 194933 | 99 | 5 | 19 | poorly protected |  | 5 | Central Bushveld
5 | Coega Bontveld | 304 | 5 | LT | 24622 | 22989 | 93 | 9 | 19 | poorly protected |  | 6 | Central Succulent Karoo
6 | Eastern Cape Escarpment Thicket | 8061 | 6 | LT | 129232 | 123138 | 95 | 5 | 19 | poorly protected |  | 7 | Coastal Grassland
7 | Gamka Thicket | 8064 | 7 | LT | 168298 | 153521 | 91 | 8 | 19 | poorly protected |  | 8 | Desert Alluvial Vegetation
8 | Gamtoos Thicket | 8068 | 8 | LT | 88298 | 75907 | 86 | 6 | 19 | poorly protected |  | 9 | Drakensburg Grassland
9 | Great Fish Noorsveld | 9273 | 9 | LT | 67393 | 64417 | 96 | 3 | 19 | poorly protected |  | 10 | Eastern Gariep
10 | Great Fish Thicket | 8062 | 10 | LT | 676337 | 648575 | 96 | 6 | 19 | poorly protected |  | 11 | Estuarine Salt Marshes
11 | Groot Thicket | 8063 | 11 | LT | 248438 | 244784 | 99 | 11 | 19 | moderately protected |  | 12 | Freshwater Wetlands
12 | Kowie Thicket | 8066 | 12 | LT | 224866 | 205961 | 92 | 5 | 19 | poorly protected |  | 13 | Fynbos Alluvial Vegetation
13 | Sundays Noorsveld | 8069 | 13 | LT | 127114 | 123568 | 97 | 13 | 19 | moderately protected |  | 14 | Fynbos Kamiesberg Centre
14 | Sundays Thicket | 8067 | 14 | LT | 523565 | 494258 | 94 | 9 | 19 | poorly protected |  | 15 | Fynbos Karoo Mountain Centre
| Albany Thicket Alluvial Vegetation | [10 empty] | 16 | Fynbos Northwest Centre
1 | <Don't know> | none | 1 | CE | [7 empty] | 17 | Fynbos South Coast Centre
2 | Albany Alluvial Vegetation | 866 | 2 | EN | 58399 | 30006 | 51 | 6 | 31 | poorly protected |  | 18 | Fynbos Southeast Centre
| Albany Thickets Strandveld | [10 empty] | 19 | Fynbos Southwest Centre
1 | <Don't know> | none | 1 | CE | [7 empty] | 20 | Fynbos Strandveld
2 | Albany Dune Strandveld | 9239 | 2 | LT | 17038 | 15542 | 91 | 27 | 20 | well protected |  | 21 | Grassland Alluvial Vegetation
3 | Algoa Dune Strandveld | 846 | 3 | LT | 28154 | 25035 | 89 | 4 | 20 | poorly protected |  | 22 | Grassland Biome Shrublands
4 | Subtropical Dune Thicket | 8070 | 4 | LT | 1983 | 1946 | 98 | 36 | 20 | well protected |  | 23 | Highveld Grassland
5 | Subtropical Seashore Vegetation | 937 | 5 | LT | 4147 | 3755 | 91 | 42 | 20 | well protected |  | 24 | Inland Saline Vegetation
| Desert Alluvial Vegetation | [10 empty] | 25 | Kalahari Dry Savanna
1 | <Don't know> | none | 1 | CE | [7 empty] | 26 | Lower Karoo
2 | Lower Gariep Alluvial Vegetation | 910 | 2 | EN | 75154 | 24742 | 33 | 4 | 31 | poorly protected |  | 27 | Lowland Forest
| Eastern Gariep | [10 empty] | 28 | Lowveld
1 | <Don't know> | none | 1 | CE | [7 empty] | 29 | Macroalgal Sea Beds
2 | Bushmanland Inselberg Shrubland | 270 | 2 | LT | 63753 | 63620 | 100 | 0 | 34 | not protected |  | 30 | Mountain Bushveld
3 | Einiqua Plains Desert | 269 | 3 | LT | 157801 | 156502 | 99 | 0 | 34 | not protected |  | 31 | Nama Karoo Alluvial Vegetation
4 | Einiqua Rocky Desert | 271 | 4 | LT | 256852 | 255544 | 99 | 0 | 34 | not protected |  | 32 | Renosterveld Eastern Centre
5 | Hellskloof Canyon Desert | 774 | 5 | LT | 826 | 821 | 99 | 0 | 34 | not protected |  | 33 | Renosterveld Karoo Centre
6 | Noams Mountain Desert | 778 | 6 | LT | 33646 | 33496 | 100 | 100 | 34 | well protected |  | 34 | Renosterveld Mountain Centre
7 | Northern Nababiepsberge Mountain Desert | 777 | 7 | LT | 24586 | 24229 | 99 | 0 | 34 | not protected |  | 35 | Renosterveld South Coast Centre
8 | Richtersberg Mountain Desert | 779 | 8 | LT | 39781 | 39649 | 100 | 100 | 34 | well protected |  | 36 | Renosterveld West Coast Centre
9 | Southeastern Richtersveld Mountain Desert | 791 | 9 | LT | 59448 | 59271 | 100 | 8 | 34 | poorly protected |  | 37 | Savanna Alluvial Vegetation
10 | Southern Nababiepsberge Mountain Desert | 793 | 10 | LT | 34320 | 34299 | 100 | 0 | 34 | not protected |  | 38 | South Strandveld
11 | Springbokvlakte Mountain Desert | 803 | 11 | LT | 10831 | 10831 | 100 | 100 | 34 | well protected |  | 39 | Southern Karoo
12 | Springbokvlakte Plain Desert | 802 | 12 | LT | 11271 | 11162 | 99 | 100 | 34 | well protected |  | 40 | Sub Escarpment Grassland
13 | Tatasberg Mountain Desert | 806 | 13 | LT | 328 | 328 | 100 | 100 | 34 | well protected |  | 41 | Sub Escarpment Savanna
| Western Gariep | [10 empty] | 42 | Trans Escarpment Succulent Karoo
1 | <Don't know> | none | 1 | CE | [7 empty] | 43 | Urban Area and Unallocated
2 | Alexander Bay Coastal Duneveld | 3146 | 2 | LT | 1700 | 1482 | 87 | 0 | 28 | not protected |  | 44 | Upland Forest
3 | West Gariep Hills Desert | 812 | 3 | LT | 41361 | 40621 | 98 | 11 | 28 | poorly protected |  | 45 | Upper Karoo
4 | West Gariep Lowlands Desert | 813 | 4 | LT | 23947 | 23132 | 97 | 0 | 28 | not protected |  | 46 | West Coast Sandveld
5 | West Gariep Plains Desert | 811 | 5 | LT | 19224 | 18550 | 96 | 0 | 28 | not protected |  | 47 | West Strandveld
| Lowland Forest | [10 empty] | 48 | Western Gariep
1 | <Don't know> | none | 1 | CE | [7 empty] | 49 | Western Lowland Karoo
2 | Ironwood Dry Forest | 8051 | 2 | CE | 5913 | 5904 | 100 | 100 | 100 | well protected |  | 50 | Western Mountain Shrubland
3 | Northern Coastal Forest | 4175 | 3 | LT | 46705 | 45205 | 97 | 100 | 43 | well protected |  | 51 | Western Upland Karoo
4 | Sand Forest | 4184 | 4 | CE | 24276 | 23906 | 98 | 100 | 100 | well protected |  | 52 | Wetland Forest
5 | Southern Coastal Forest | 8031 | 5 | LT | 16530 | 15573 | 94 | 89 | 40 | well protected
Upland Forest
1 | <Don't know> | none | 1 | CE
2 | Northern Afrotemperate Forest | 4187 | 2 | LT | 16974 | 16725 | 99 | 37 | 31 | well protected
3 | Northern Mistbelt Forest | 8000 | 3 | LT | 61338 | 51341 | 84 | 11 | 30 | poorly protected
4 | Scarp Forest | 4181 | 4 | LT | 86718 | 83054 | 96 | 34 | 40 | moderately protected
5 | Southern Afrotemperate Forest | 4190 | 5 | LT | 81521 | 79405 | 97 | 26 | 34 | moderately protected
6 | Southern Mistbelt Forest | 8002 | 6 | LT | 110016 | 104415 | 95 | 10 | 30 | poorly protected
Wetland Forest
1 | <Don't know> | none | 1 | CE
2 | Lowveld Riverine Forest | 4191 | 2 | CE | 15837 | 15423 | 97 | 100 | 100 | well protected
3 | Mangrove Forest | 4185 | 3 | CE | 3340 | 3222 | 96 | 47 | 100 | poorly protected
4 | Swamp Forest | 4192 | 4 | CE | 3803 | 3615 | 95 | 100 | 100 | well protected
Fynbos Alluvial Vegetation
1 | <Don't know> | none | 1 | CE
2 | Cape Lowland Alluvial Vegetation | 8090 | 2 | CE | 28406 | 8931 | 31 | 1 | 31 | hardly protected
Fynbos Kamiesberg Centre
1 | <Don't know> | none | 1 | CE
2 | Kamiesberg Granite Fynbos | 2875 | 2 | LT | 3637 | 3556 | 98 | 0 | 27 | not protected
Fynbos Karoo Mountain Centre
1 | <Don't know> | none | 1 | CE
2 | Cango Conglomerate Fynbos | 5579 | 2 | LT | 40580 | 39678 | 98 | 4 | 27 | poorly protected
3 | Eastern Shale Band Vegetation | 5551 | 3 | LT | 10888 | 10153 | 93 | 32 | 27 | well protected
4 | Matjiesfontein Quartzite Fynbos | 92 | 4 | LT | 126816 | 125132 | 99 | 4 | 27 | poorly protected
5 | Matjiesfontein Shale Fynbos | 8021 | 5 | LT | 10653 | 10348 | 97 | 24 | 27 | moderately protected
6 | North Kammanassie Sandstone Fynbos | 9227 | 6 | LT | 33259 | 33103 | 100 | 60 | 27 | well protected
7 | North Rooiberg Sandstone Fynbos | 9222 | 7 | LT | 31873 | 31861 | 100 | 28 | 27 | well protected
8 | North Swartberg Sandstone Fynbos | 134 | 8 | LT | 86434 | 84831 | 98 | 57 | 27 | well protected
9 | South Kammanassie Sandstone Fynbos | 9243 | 9 | LT | 30418 | 29195 | 96 | 11 | 27 | poorly protected
10 | South Rooiberg Sandstone Fynbos | 9219 | 10 | LT | 38834 | 38654 | 100 | 29 | 27 | well protected
11 | South Swartberg Sandstone Fynbos | 9224 | 11 | LT | 108481 | 108221 | 100 | 40 | 27 | well protected
12 | Swartberg Shale Fynbos | 9201 | 12 | LT | 7513 | 6608 | 88 | 7 | 27 | poorly protected
Fynbos Northwest Centre
1 | <Don't know> | none | 1 | CE
2 | Altimontane Sandstone Fynbos | 8030 | 2 | LT | 5083 | 5080 | 100 | 84 | 29 | well protected
3 | Bokkeveld Sandstone Fynbos | 3139 | 3 | LT | 136130 | 111742 | 82 | 3 | 29 | poorly protected
4 | Cederberg Sandstone Fynbos | 34 | 4 | LT | 244857 | 207709 | 85 | 17 | 29 | moderately protected
5 | Ceres Alluvium Fynbos | 35 | 5 | EN | 18005 | 8692 | 48 | 0 | 29 | not protected
6 | Graafwater Sandstone Fynbos | 8013 | 6 | VU | 125367 | 89727 | 72 | 0 | 29 | not protected
7 | Klawer Sandy Shrubland | 9288 | 7 | LT | 12569 | 11858 | 94 | 0 | 29 | not protected
8 | Kouebokkeveld Shale Fynbos | 2327 | 8 | EN | 42800 | 24167 | 56 | 0 | 29 | not protected
9 | Leipoldtville Sand Fynbos | 87 | 9 | EN | 275539 | 123336 | 45 | 0 | 29 | hardly protected
10 | Namaqualand Sand Fynbos | 2869 | 10 | LT | 93938 | 92078 | 98 | 1 | 29 | hardly protected
11 | North Hex Sandstone Fynbos | 5555 | 11 | LT | 39414 | 36866 | 94 | 33 | 29 | well protected
12 | Northern Shale Band Vegetation | 9231 | 12 | LT | 26435 | 25501 | 96 | 17 | 29 | moderately protected
13 | Olifants Sandstone Fynbos | 1 | 13 | LT | 105854 | 97588 | 92 | 23 | 29 | moderately protected
14 | Piketberg Sandstone Fynbos | 8024 | 14 | LT | 46035 | 37936 | 82 | 0 | 29 | not protected
15 | South Hex Sandstone Fynbos | 9220 | 15 | LT | 32071 | 31905 | 99 | 16 | 29 | moderately protected
16 | Swartruggens Quartzite Fynbos | 152 | 16 | LT | 164619 | 162056 | 98 | 4 | 29 | poorly protected
17 | Winterhoek Sandstone Fynbos | 5552 | 17 | LT | 119002 | 112297 | 94 | 24 | 29 | moderately protected
Fynbos South Coast Centre
1 | <Don't know> | none | 1 | CE
2 | Agulhas Limestone Fynbos | 6 | 2 | LT | 29450 | 28014 | 95 | 8 | 32 | poorly protected
3 | Agulhas Sand Fynbos | 7 | 3 | VU | 23059 | 16781 | 73 | 6 | 32 | poorly protected
4 | Albertinia Sand Fynbos | 10 | 4 | VU | 70932 | 52326 | 74 | 5 | 32 | poorly protected
5 | Canca Limestone Fynbos | 9249 | 5 | LT | 110464 | 95867 | 87 | 0 | 32 | hardly protected
6 | De Hoop Limestone Fynbos | 9250 | 6 | LT | 68654 | 66955 | 98 | 26 | 32 | moderately protected
Fynbos Southeast Centre
1 | <Don't know> | none | 1 | CE
2 | Algoa Sandstone Fynbos | 9211 | 2 | EN | 34097 | 16199 | 48 | 2 | 23 | poorly protected
3 | Garden Route Granite Fynbos | 8016 | 3 | EN | 43178 | 12552 | 29 | 0 | 23 | hardly protected
4 | Garden Route Shale Fynbos | 8017 | 4 | EN | 56852 | 25290 | 44 | 1 | 23 | hardly protected
5 | Grootrivier Quartzite Fynbos | 8014 | 5 | LT | 56478 | 56426 | 100 | 0 | 23 | not protected
6 | Knysna Sand Fynbos | 72 | 6 | EN | 15370 | 4561 | 30 | 0 | 23 | hardly protected
7 | Kouga Sandstone Fynbos | 878 | 7 | LT | 240260 | 221444 | 92 | 34 | 23 | well protected
8 | Kouga Sandstone Grassy Fynbos | 9264 | 8 | LT | 413666 | 375050 | 91 | 16 | 23 | moderately protected
9 | Loerie Conglomerate Fynbos | 9210 | 9 | LT | 21866 | 19811 | 91 | 12 | 23 | moderately protected
10 | North Outeniqua Sandstone Fynbos | 9226 | 10 | LT | 87881 | 75567 | 86 | 8 | 23 | poorly protected
11 | South Outeniqua Sandstone Fynbos | 8023 | 11 | VU | 157412 | 113671 | 72 | 17 | 23 | moderately protected
12 | Suurberg Quartzite Fynbos | 9207 | 12 | LT | 88543 | 87300 | 99 | 19 | 23 | moderately protected
13 | Suurberg Shale Fynbos | 9208 | 13 | LT | 51501 | 50745 | 99 | 59 | 23 | well protected
14 | Tsitsikamma Sandstone Fynbos | 9204 | 14 | VU | 227916 | 151434 | 66 | 3 | 23 | poorly protected
Fynbos Southwest Centre
1 | <Don't know> | none | 1 | CE
2 | North Sonderend Sandstone Fynbos | 8027 | 2 | LT | 51324 | 50320 | 98 | 21 | 30 | moderately protected
3 | Overberg Sandstone Fynbos | 8006 | 3 | LT | 116947 | 109406 | 94 | 6 | 30 | poorly protected
4 | Peninsula Granite Fynbos | 30 | 4 | EN | 8986 | 4052 | 45 | 33 | 30 | well protected
5 | Peninsula Sandstone Fynbos | 114 | 5 | LT | 23235 | 21592 | 93 | 100 | 30 | well protected
6 | Potberg Ferricrete Fynbos | 9217 | 6 | EN | 4049 | 2443 | 60 | 5 | 30 | poorly protected
7 | Potberg Sandstone Fynbos | 9230 | 7 | LT | 10736 | 10207 | 95 | 46 | 30 | well protected
8 | Robertson Granite Fynbos | 5563 | 8 | LT | 1700 | 1504 | 88 | 2 | 30 | poorly protected
9 | South Langeberg Sandstone Fynbos | 9221 | 9 | LT | 122365 | 119125 | 97 | 21 | 30 | moderately protected
10 | South Sonderend Sandstone Fynbos | 9223 | 10 | LT | 38080 | 35510 | 93 | 39 | 30 | well protected
11 | Swartland Alluvium Fynbos | 140 | 11 | CE | 46985 | 11806 | 25 | 2 | 30 | poorly protected
12 | Swellendam Silcrete Fynbos | 153 | 12 | EN | 86850 | 49925 | 57 | 4 | 30 | poorly protected
13 | Western Shale Band Vegetation | 9232 | 13 | LT | 13467 | 12634 | 94 | 48 | 30 | well protected
Renosterveld Eastern Centre
1 | <Don't know> | none | 1 | CE
2 | Baviaanskloof Shale Renosterveld | 9206 | 2 | LT | 11878 | 11875 | 100 | 22 | 29 | moderately protected
3 | Humansdorp Shale Renosterveld | 185 | 3 | EN | 36662 | 13537 | 37 | 0 | 29 | hardly protected
4 | Kango Renosterveld | 5580 | 4 | LT | 50202 | 43133 | 86 | 2 | 29 | poorly protected
5 | Langkloof Shale Renosterveld | 86 | 5 | EN | 20708 | 7700 | 37 | 0 | 29 | not protected
6 | Swartberg Shale Renosterveld | 138 | 6 | LT | 27639 | 26877 | 97 | 7 | 29 | poorly protected
7 | Uniondale Shale Renosterveld | 8003 | 7 | LT | 134091 | 113648 | 85 | 0 | 29 | hardly protected
Renosterveld Karoo Centre
1 | <Don't know> | none | 1 | CE
2 | Central Mountain Shale Renosterveld | 266 | 2 | LT | 123651 | 122433 | 99 | 0 | 27 | not protected
3 | Hantam Plateau Dolerite Bulb Veld | 273 | 3 | LT | 78670 | 78251 | 99 | 1 | 27 | hardly protected
4 | Namaqualand Granite Renosterveld | 2874 | 4 | LT | 70612 | 66766 | 95 | 0 | 27 | not protected
5 | Roggeveld Shale Renosterveld | 290 | 5 | LT | 291690 | 288563 | 99 | 0 | 27 | not protected
Renosterveld Mountain Centre
1 | <Don't know> | none | 1 | CE
2 | Ceres Shale Renosterveld | 8012 | 2 | VU | 49176 | 30341 | 62 | 0 | 27 | hardly protected
3 | Matjiesfontein Shale Renosterveld | 5556 | 3 | LT | 212596 | 192956 | 91 | 4 | 27 | poorly protected
4 | Montagu Shale Renosterveld | 102 | 4 | LT | 163775 | 138141 | 84 | 2 | 27 | poorly protected
5 | Nieuwoudtville Shale Renosterveld | 158 | 5 | EN | 15923 | 8169 | 51 | 0 | 27 | not protected
6 | Nieuwoudtville-Roggeveld Dolerite Bulb Veld | 315 | 6 | LT | 22077 | 21269 | 96 | 0 | 27 | not protected
7 | Robertson Granite Renosterveld | 5564 | 7 | LT | 1923 | 1917 | 100 | 0 | 27 | not protected
8 | Vanrhynsdorp Shale Renosterveld | 9242 | 8 | LT | 23978 | 23466 | 98 | 4 | 27 | poorly protected
Renosterveld South Coast Centre
1 | <Don't know> | none | 1 | CE
2 | Breede Alluvium Renosterveld | 23 | 2 | EN | 49834 | 20482 | 41 | 0 | 27 | hardly protected
3 | Breede Shale Renosterveld | 25 | 3 | VU | 104636 | 71998 | 69 | 2 | 27 | poorly protected
4 | Central Ruens Shale Renosterveld | 9229 | 4 | CE | 201178 | 26881 | 13 | 0 | 27 | hardly protected
5 | Eastern Ruens Shale Renosterveld | 9228 | 5 | EN | 7816 | 2640 | 34 | 2 | 27 | poorly protected
6 | Eastern Ruens Shale Renosterveld | 9228 | 6 | CE | 277112 | 53229 | 19 | 0 | 27 | hardly protected
7 | Mossel Bay Shale Renosterveld | 103 | 7 | EN | 79645 | 33146 | 42 | 0 | 27 | hardly protected
8 | Ruens Silcrete Renosterveld | 5558 | 8 | CE | 20986 | 4624 | 22 | 0 | 27 | hardly protected
9 | Western Ruens Shale Renosterveld | 8025 | 9 | CE | 119034 | 16150 | 14 | 0 | 27 | hardly protected
Renosterveld West Coast Centre
1 | <Don't know> | none | 1 | CE
2 | Peninsula Shale Renosterveld | 32 | 2 | CE | 2970 | 691 | 23 | 19 | 26 | moderately protected
3 | Piketberg Quartz Succulent Shrubland | 9289 | 3 | CE | 240 | 0 | <1 | 0 | 26 | not protected
4 | Swartland Alluvium Renosterveld | 142 | 4 | EN | 6250 | 3771 | 60 | 0 | 26 | not protected
5 | Swartland Granite Bulb Veld | 2328 | 5 | CE | 94745 | 19400 | 20 | 1 | 26 | hardly protected
6 | Swartland Shale Renosterveld | 8009 | 6 | CE | 494577 | 45587 | 9 | 0 | 26 | hardly protected
7 | Swartland Silcrete Renosterveld | 9233 | 7 | CE | 9985 | 984 | 10 | 1 | 26 | hardly protected
South Strandveld
1 | <Don't know> | none | 1 | CE
2 | Blombos Sand Strandveld | 18 | 2 | LT | 5901 | 5864 | 99 | 24 | 36 | moderately protected
3 | Groot Brak Dune Strandveld | 2334 | 3 | EN | 26342 | 12976 | 49 | 0 | 36 | not protected
4 | Overberg Dune Strandveld | 8 | 4 | LT | 39393 | 37257 | 95 | 36 | 36 | well protected
5 | Southern Cape Dune Fynbos | 845 | 5 | LT | 18627 | 15033 | 81 | 15 | 36 | poorly protected
Fynbos Strandveld
1 | <Don't know> | none | 1 | CE
2 | Cape Seashore Vegetation | 9238 | 2 | LT | 22719 | 22292 | 98 | 96 | 20 | well protected
West Strandveld
1 | <Don't know> | none | 1 | CE
2 | Cape Flats Dune Strandveld | 27 | 2 | EN | 42419 | 25460 | 60 | 5 | 24 | poorly protected
3 | Lamberts Bay Strandveld | 77 | 3 | VU | 45124 | 34094 | 76 | 1 | 24 | poorly protected
4 | Langebaan Dune Strandveld | 78 | 4 | VU | 43768 | 28607 | 65 | 27 | 24 | well protected
5 | Saldanha Flats Strandveld | 128 | 5 | EN | 76023 | 34311 | 45 | 10 | 24 | poorly protected
6 | Saldanha Granite Strandveld | 2326 | 6 | EN | 23476 | 7210 | 31 | 7 | 24 | poorly protected
7 | Saldanha Limestone Strandveld | 130 | 7 | EN | 3565 | 2104 | 59 | 0 | 24 | not protected
Grassland Alluvial Vegetation
1 | <Don't know> | none | 1 | CE
2 | Highveld Alluvial Vegetation | 849 | 2 | VU | 465685 | 364723 | 78 | 7 | 31 | poorly protected
Coastal Grassland
1 | <Don't know> | none | 1 | CE
2 | KwaZulu-Natal Coastal Belt | 227 | 2 | EN | 632201 | 313313 | 50 | 1 | 25 | hardly protected
3 | Maputaland Coastal Belt | 952 | 3 | VU | 402486 | 276812 | 69 | 11 | 25 | poorly protected
4 | Maputaland Wooded Grassland | 9212 | 4 | EN | 99118 | 53784 | 54 | 12 | 25 | poorly protected
5 | Pondoland-Natal Sandstone Coastal Sourveld | 204 | 5 | VU | 130819 | 92523 | 71 | 6 | 25 | poorly protected
6 | Transkei Coastal Belt | 587 | 6 | VU | 163625 | 130713 | 80 | 1 | 25 | hardly protected
Drakensburg Grassland
1 | <Don't know> | none | 1 | CE
2 | Amatole Mistbelt Grassland | 9234 | 2 | LT | 15827 | 15380 | 97 | 0 | 27 | not protected
3 | Amatole Montane Grassland | 826 | 3 | LT | 441955 | 393160 | 89 | 2 | 27 | poorly protected
4 | Barberton Montane Grassland | 8094 | 4 | VU | 131522 | 81686 | 62 | 26 | 27 | moderately protected
5 | Drakensberg Afroalpine Heathland | 2829 | 5 | LT | 281166 | 280502 | 100 | 2 | 27 | poorly protected
6 | Drakensberg-Amatole Afromontane Fynbos | 8077 | 6 | LT | 2391 | 2387 | 100 | 53 | 27 | well protected
7 | Ithala Quartzite Sourveld | 9247 | 7 | LT | 169464 | 150594 | 89 | 10 | 27 | poorly protected
8 | Lesotho Highland Basalt Grassland | 184 | 8 | LT | 2015483 | 1859495 | 92 | 1 | 27 | hardly protected
9 | Northern Drakensberg Highland Grassland | 903 | 9 | LT | 120881 | 112763 | 93 | 38 | 27 | well protected
10 | Northern Escarpment Afromontane Fynbos | 8097 | 10 | LT | 987 | 980 | 99 | 56 | 27 | well protected
11 | Northern Escarpment Dolomite Grassland | 8096 | 11 | EN | 93876 | 44823 | 48 | 2 | 27 | poorly protected
12 | Northern Escarpment Quartzite Sourveld | 856 | 12 | VU | 136528 | 84096 | 62 | 15 | 27 | moderately protected
13 | Southern Drakensberg Highland Grassland | 929 | 13 | LT | 647766 | 614319 | 95 | 8 | 27 | poorly protected
14 | Stormberg Plateau Grassland | 208 | 14 | LT | 296434 | 270119 | 91 | 0 | 27 | not protected
15 | uKhahlamba Basalt Grassland | 928 | 15 | LT | 150327 | 150156 | 100 | 76 | 27 | well protected
16 | Wolkberg Dolomite Grassland | 9281 | 16 | LT | 26084 | 25235 | 97 | 48 | 27 | well protected
17 | Woodbush Granite Grassland | 9282 | 17 | CE | 33986 | 8991 | 26 | 0 | 27 | not protected
Grassland Biome Shrublands
1 | <Don't know> | none | 1 | CE
2 | Besemkaree Koppies Shrubland | 830 | 2 | LT | 967773 | 940254 | 97 | 4 | 28 | poorly protected
3 | Bloemfontein Karroid Shrubland | 9267 | 3 | LT | 9452 | 8561 | 91 | 0 | 28 | hardly protected
4 | Drakensberg Montane Shrubland | 896 | 4 | VU | 348329 | 236352 | 68 | 2 | 28 | poorly protected
5 | Northern Free State Shrubland | 9268 | 5 | LT | 3003 | 2828 | 94 | 0 | 28 | not protected
6 | Senqu Montane Shrubland | 9266 | 6 | LT | 373687 | 321154 | 86 | 0 | 28 | not protected
7 | Tarkastad Montane Shrubland | 943 | 7 | LT | 423967 | 416959 | 98 | 1 | 28 | hardly protected
8 | Western Lesotho Basalt Shrubland | 3149 | 8 | LT | 220832 | 185961 | 84 | 0 | 28 | not protected
9 | Winburg Grassy Shrubland | 916 | 9 | LT | 157198 | 139520 | 89 | 1 | 28 | hardly protected
Highveld Grassland
1 | <Don't know> | none | 1 | CE
2 | Aliwal North Dry Grassland | 842 | 2 | LT | 716207 | 630636 | 88 | 0 | 24 | hardly protected
3 | Amersfoort Highveld Clay Grassland | 947 | 3 | VU | 389655 | 293637 | 75 | 0 | 24 | not protected
4 | Bloemfontein Dry Grassland | 951 | 4 | EN | 491705 | 290459 | 59 | 0 | 24 | hardly protected
5 | Carletonville Dolomite Grassland | 839 | 5 | VU | 911780 | 693463 | 76 | 2 | 24 | poorly protected
6 | Central Free State Grassland | 2329 | 6 | VU | 1598226 | 1219588 | 76 | 1 | 24 | hardly protected
7 | Eastern Free State Clay Grassland | 9265 | 7 | EN | 1504352 | 665391 | 44 | 0 | 24 | hardly protected
8 | Eastern Free State Sandy Grassland | 861 | 8 | EN | 1423816 | 786216 | 55 | 1 | 24 | poorly protected
9 | Eastern Highveld Grassland | 949 | 9 | EN | 1266904 | 702248 | 55 | 0 | 24 | hardly protected
10 | Egoli Granite Grassland | 873 | 10 | EN | 109319 | 34523 | 32 | 1 | 24 | hardly protected
11 | Frankfort Highveld Grassland | 893 | 11 | VU | 987636 | 655750 | 66 | 0 | 24 | hardly protected
12 | KaNgwane Montane Grassland | 924 | 12 | VU | 965488 | 609090 | 63 | 0 | 24 | hardly protected
13 | Karoo Escarpment Grassland | 888 | 13 | LT | 837830 | 827863 | 99 | 3 | 24 | poorly protected
14 | Klerksdorp Thornveld | 818 | 14 | VU | 392811 | 277913 | 71 | 1 | 24 | poorly protected
15 | Lebombo Summit Sourveld | 220 | 15 | EN | 13570 | 7798 | 57 | 3 | 24 | poorly protected
16 | Leolo Summit Sourveld | 883 | 16 | VU | 2034 | 1333 | 66 | 0 | 24 | not protected
17 | Lydenburg Montane Grassland | 901 | 17 | VU | 492128 | 381544 | 78 | 2 | 24 | poorly protected
18 | Lydenburg Thornveld | 911 | 18 | VU | 155192 | 121683 | 78 | 2 | 24 | poorly protected
19 | Northern KwaZulu-Natal Moist Grassland | 906 | 19 | VU | 596337 | 436797 | 73 | 1 | 24 | hardly protected
20 | Paulpietersburg Moist Grassland | 9214 | 20 | VU | 332989 | 222800 | 67 | 0 | 24 | hardly protected
21 | Rand Highveld Grassland | 827 | 21 | EN | 1026129 | 599136 | 58 | 1 | 24 | hardly protected
22 | Sekhukhune Montane Grassland | 919 | 22 | VU | 138119 | 99218 | 72 | 0 | 24 | not protected
23 | Soutpansberg Summit Sourveld | 8032 | 23 | LT | 8620 | 8510 | 99 | 17 | 24 | moderately protected
24 | Soweto Highveld Grassland | 973 | 24 | EN | 1451033 | 761968 | 53 | 0 | 24 | hardly protected
25 | Strydpoort Summit Sourveld | 8037 | 25 | LT | 26808 | 26660 | 99 | 17 | 24 | moderately protected
26 | Tsakane Clay Grassland | 9280 | 26 | EN | 128381 | 71429 | 56 | 1 | 24 | hardly protected
27 | Vaal Reefs Dolomite Sinkhole Woodland | 9283 | 27 | VU | 34694 | 26651 | 77 | 0 | 24 | not protected
28 | Vaal-Vet Sandy Grassland | 844 | 28 | EN | 2274316 | 833982 | 37 | 0 | 24 | hardly protected
29 | Vredefort Dome Granite Grassland | 857 | 29 | EN | 92158 | 54741 | 59 | 0 | 24 | not protected
30 | Wakkerstroom Montane Grassland | 9255 | 30 | LT | 385309 | 358731 | 93 | 0 | 24 | hardly protected
31 | Waterberg-Magaliesberg Summit Sourveld | 8033 | 31 | LT | 52586 | 52420 | 100 | 26 | 24 | well protected
32 | Western Free State Clay Grassland | 8088 | 32 | LT | 667057 | 539073 | 81 | 0 | 24 | not protected
33 | Western Highveld Sandy Grassland | 950 | 33 | EN | 858127 | 335613 | 39 | 0 | 24 | hardly protected
34 | Xhariep Karroid Grassland | 860 | 34 | LT | 1339190 | 1286681 | 96 | 1 | 24 | poorly protected
35 | Zastron Moist Grassland | 892 | 35 | VU | 426814 | 292023 | 68 | 0 | 24 | not protected
Sub Escarpment Grassland
1 | <Don't know> | none | 1 | CE
2 | Bedford Dry Grassland | 8089 | 2 | LT | 205087 | 198417 | 97 | 0 | 23 | not protected
3 | Drakensberg Foothill Moist Grassland | 243 | 3 | LT | 1289199 | 1054791 | 82 | 3 | 23 | poorly protected
4 | East Griqualand Dry Grassland | 217 | 4 | VU | 866746 | 643745 | 74 | 0 | 23 | hardly protected
5 | Mabela Sandy Grassland | 307 | 5 | VU | 47706 | 37263 | 78 | 0 | 23 | hardly protected
6 | Income Sandy Grassland | 313 | 6 | VU | 604106 | 439731 | 73 | 0 | 23 | hardly protected
7 | KwaZulu-Natal Dry Highland Grassland | 229 | 7 | LT | 516966 | 432847 | 84 | 1 | 23 | poorly protected
8 | KwaZulu-Natal Sandstone Coastal Sourveld | 9290 | 8 | EN | 31891 | 7983 | 25 | 0 | 23 | hardly protected
9 | Low Escarpment Moist Grassland | 9213 | 9 | LT | 178304 | 168106 | 94 | 1 | 23 | poorly protected
10 | Midlands Mistbelt Grassland | 894 | 10 | EN | 657658 | 310203 | 47 | 0 | 23 | hardly protected
11 | Mooirivier Highland Dry Grassland | 230 | 11 | VU | 100403 | 76006 | 76 | 0 | 23 | hardly protected
12 | Northern KwaZulu-Natal Shrubland | 9272 | 12 | LT | 29207 | 28124 | 96 | 1 | 23 | hardly protected
13 | Northern Zululand Mistbelt Grassland | 907 | 13 | VU | 80773 | 61762 | 76 | 3 | 23 | poorly protected
14 | Queenstown Thornveld | 8050 | 14 | LT | 360630 | 323440 | 90 | 1 | 23 | hardly protected
15 | Southern KwaZulu-Natal Moist Grassland | 244 | 15 | VU | 227662 | 151209 | 66 | 4 | 23 | poorly protected
16 | Tsomo Grassland | 890 | 16 | VU | 613687 | 447947 | 73 | 0 | 23 | not protected
17 | Umtata Moist Grassland | 891 | 17 | EN | 528250 | 313779 | 59 | 0 | 23 | hardly protected
Nama Karoo Alluvial Vegetation
1 | <Don't know> | none | 1 | CE
2 | Upper Gariep Alluvial Vegetation | 909 | 2 | VU | 178529 | 131606 | 74 | 3 | 31 | poorly protected
Bushmanland and West Griqualand
1 | <Don't know> | none | 1 | CE
2 | Blouputs Karroid Thornveld | 9286 | 2 | LT | 60762 | 60568 | 100 | 23 | 21 | well protected
3 | Bushmanland Arid Grassland | 260 | 3 | LT | 4547895 | 4521743 | 99 | 0 | 21 | hardly protected
4 | Bushmanland Basin Shrubland | 261 | 4 | LT | 3469068 | 3447899 | 99 | 0 | 21 | not protected
5 | Bushmanland Sandy Grassland | 274 | 5 | LT | 228299 | 227208 | 100 | 0 | 21 | not protected
6 | Kalahari Karroid Shrubland | 309 | 6 | LT | 828389 | 821569 | 99 | 0 | 21 | hardly protected
7 | Lower Gariep Broken Veld | 277 | 7 | LT | 453817 | 449675 | 99 | 3 | 21 | poorly protected
Lower Karoo
1 | <Don't know> | none | 1 | CE
2 | Albany Broken Veld | 875 | 2 | LT | 165279 | 160228 | 97 | 0 | 16 | hardly protected
3 | Eastern Lower Karoo | 854 | 3 | LT | 832106 | 819265 | 98 | 0 | 16 | hardly protected
4 | Gamka Karoo | 306 | 4 | LT | 2032491 | 2021441 | 99 | 2 | 16 | poorly protected
5 | Lower Karoo Gwarrieveld | 7100 | 5 | LT | 156959 | 155712 | 99 | 0 | 16 | not protected
Upper Karoo
1 | <Don't know> | none | 1 | CE
2 | Eastern Upper Karoo | 858 | 2 | LT | 4982132 | 4882819 | 98 | 1 | 21 | hardly protected
3 | Northern Upper Karoo | 284 | 3 | LT | 4182772 | 4040930 | 97 | 0 | 21 | hardly protected
4 | Upper Karoo Hardeveld | 958 | 4 | LT | 1173428 | 1170326 | 100 | 3 | 21 | poorly protected
5 | Western Upper Karoo | 959 | 5 | LT | 1714951 | 1703443 | 99 | 0 | 21 | hardly protected
Savanna Alluvial Vegetation
1 | <Don't know> | none | 1 | CE
2 | Subtropical Alluvial Vegetation | 880 | 2 | LT | 66346 | 55862 | 84 | 71 | 31 | well protected
Central Bushveld
1 | <Don't know> | none | 1 | CE
2 | Central Sandy Bushveld | 834 | 2 | VU | 1724249 | 1307782 | 76 | 3 | 19 | poorly protected
3 | Dwaalboom Thornveld | 8041 | 3 | LT | 966895 | 830306 | 86 | 6 | 19 | poorly protected
4 | Limpopo Sweet Bushveld | 941 | 4 | LT | 1202307 | 1140985 | 95 | 1 | 19 | hardly protected
5 | Loskopdam Thornveld | 9258 | 5 | VU | 75991 | 57753 | 76 | 9 | 19 | poorly protected
6 | Madikwe Dolomite Bushveld | 8043 | 6 | LT | 97430 | 96400 | 99 | 18 | 19 | moderately protected
7 | Makhado Sweet Bushveld | 922 | 7 | VU | 1010722 | 735463 | 73 | 1 | 19 | hardly protected
8 | Marikana Thornveld | 9271 | 8 | EN | 252870 | 131540 | 52 | 0 | 19 | hardly protected
9 | Moot Plains Bushveld | 917 | 9 | VU | 290082 | 210130 | 72 | 6 | 19 | poorly protected
10 | Polokwane Plateau Bushveld | 913 | 10 | LT | 444440 | 369274 | 83 | 1 | 19 | poorly protected
11 | Roodeberg Bushveld | 942 | 11 | LT | 649646 | 533890 | 82 | 6 | 19 | poorly protected
12 | Sekhukhune Plains Bushveld | 921 | 12 | VU | 252224 | 187784 | 74 | 1 | 19 | hardly protected
13 | Springbokvlakte Thornveld | 955 | 13 | EN | 879704 | 445700 | 51 | 1 | 19 | hardly protected
14 | Western Sandy Bushveld | 8044 | 14 | LT | 649418 | 626001 | 96 | 6 | 19 | poorly protected
15 | Zeerust Thornveld | 8040 | 15 | LT | 412895 | 348232 | 84 | 3 | 19 | poorly protected
Kalahari Dry Savanna
1 | <Don't know> | none | 1 | CE
2 | Aoub Duneveld | 1653 | 2 | LT | 288230 | 287767 | 100 | 61 | 16 | well protected
3 | Ghaap Plateau Vaalbosveld | 1669 | 3 | LT | 1542415 | 1523007 | 99 | 0 | 16 | not protected
4 | Gordonia Duneveld | 1654 | 4 | LT | 3597045 | 3588604 | 100 | 15 | 16 | moderately protected
5 | Gordonia Kameeldoring Bushveld | 1652 | 5 | LT | 222772 | 222360 | 100 | 40 | 16 | well protected
6 | Gordonia Plains Shrubveld | 1655 | 6 | LT | 788362 | 785458 | 100 | 9 | 16 | moderately protected
7 | Kathu Bushveld | 1661 | 7 | LT | 744327 | 735104 | 99 | 0 | 16 | not protected
8 | Kimberley Thornveld | 1649 | 8 | LT | 1951249 | 1606867 | 82 | 2 | 16 | poorly protected
9 | Koranna-Langeberg Mountain Bushveld | 9248 | 9 | LT | 162089 | 161873 | 100 | 0 | 16 | not protected
10 | Kuruman Mountain Bushveld | 310 | 10 | LT | 436052 | 431920 | 99 | 0 | 16 | not protected
11 | Kuruman Thornveld | 1647 | 11 | LT | 579438 | 568374 | 98 | 0 | 16 | not protected
12 | Kuruman Vaalbosveld | 1651 | 12 | LT | 393252 | 386557 | 98 | 0 | 16 | not protected
13 | Mafikeng Bushveld | 731 | 13 | VU | 1438721 | 1079939 | 75 | 0 | 16 | not protected
14 | Molopo Bushveld | 1662 | 14 | LT | 2274904 | 2245013 | 99 | 1 | 16 | poorly protected
15 | Molopo River Duneveld | 1656 | 15 | LT | 80128 | 79900 | 100 | 0 | 16 | not protected
16 | Nossob Bushveld | 1657 | 16 | LT | 74714 | 74642 | 100 | 100 | 16 | well protected
17 | Olifantshoek Plains Thornveld | 1659 | 17 | LT | 849661 | 842203 | 99 | 0 | 16 | hardly protected
18 | Postmasburg Thornveld | 1665 | 18 | LT | 92790 | 91941 | 99 | 0 | 16 | not protected
19 | Schmidtsdrif Thornveld | 9284 | 19 | LT | 503275 | 438746 | 87 | 0 | 16 | hardly protected
20 | Schweizer-Reineke Bushveld | 8038 | 20 | EN | 202725 | 117693 | 58 | 0 | 16 | not protected
21 | Stella Bushveld | 657 | 21 | VU | 321865 | 253543 | 79 | 0 | 16 | not protected
22 | Vaalbos Rocky Shrubland | 9285 | 22 | LT | 145136 | 142968 | 99 | 2 | 16 | poorly protected
Lowveld
1 | <Don't know> | none | 1 | CE
2 | Basalt Sweet Arid Lowveld | 940 | 2 | LT | 357068 | 297984 | 83 | 60 | 19 | well protected
3 | Cathedral Mopane Bushveld | 9275 | 3 | LT | 27559 | 27461 | 100 | 95 | 19 | well protected
4 | Delagoa Lowveld | 816 | 4 | VU | 272205 | 180868 | 66 | 17 | 19 | moderately protected
5 | Gabbro Grassy Bushveld | 867 | 5 | LT | 107055 | 106619 | 100 | 92 | 19 | well protected
6 | Granite Lowveld Bushveld | 695 | 6 | VU | 1983918 | 1570844 | 79 | 17 | 19 | moderately protected
7 | Gravelotte Rocky Bushveld | 9277 | 7 | LT | 32350 | 27652 | 85 | 0 | 19 | not protected
8 | Legogote Sour Bushveld | 900 | 8 | EN | 353814 | 178073 | 50 | 1 | 19 | poorly protected
9 | Limpopo Ridge Bushveld | 9259 | 9 | LT | 278287 | 275947 | 99 | 17 | 19 | moderately protected
10 | Lowveld Rugged Mopaneveld | 9260 | 10 | VU | 315419 | 252367 | 80 | 32 | 19 | well protected
11 | Makatini Clay Thicket | 9252 | 11 | LT | 33885 | 31585 | 93 | 40 | 19 | well protected
12 | Makuleke Sandy Bushveld | 877 | 12 | VU | 207537 | 151513 | 73 | 30 | 19 | well protected
13 | Mopane Shrubveld | 923 | 13 | LT | 280478 | 279334 | 100 | 95 | 19 | well protected
14 | Musina Mopane Bushveld | 962 | 14 | LT | 879899 | 857420 | 97 | 2 | 19 | poorly protected
15 | Northern Zululand Sourveld | 926 | 15 | VU | 617462 | 484502 | 78 | 4 | 19 | poorly protected
16 | Nwambyia-Pumbe Sandy Bushveld | 9263 | 16 | LT | 16978 | 16915 | 100 | 92 | 19 | well protected
17 | Phalaborwa Sandy Mopaneveld | 9262 | 17 | LT | 139646 | 128956 | 92 | 27 | 19 | well protected
18 | Pretoriuskop Sour Bushveld | 915 | 18 | LT | 94291 | 78944 | 84 | 37 | 19 | well protected
19 | Swaziland Sour Bushveld | 925 | 19 | VU | 430665 | 340059 | 79 | 5 | 19 | poorly protected
20 | Tembe Sandy Bushveld | 326 | 20 | LT | 118943 | 109380 | 92 | 16 | 19 | moderately protected
21 | Tsende Mopaneveld | 9261 | 21 | LT | 614593 | 552011 | 90 | 61 | 19 | well protected
22 | Tzaneen Sour Lowveld | 904 | 22 | EN | 342613 | 203384 | 59 | 1 | 19 | poorly protected
23 | Western Maputaland Sandy Bushveld | 223 | 23 | LT | 14938 | 14639 | 98 | 17 | 19 | moderately protected
24 | Western Maputuland Clay Bushveld | 9254 | 24 | VU | 125105 | 81635 | 65 | 10 | 19 | moderately protected
25 | Zululand Coastal Thornveld | 9278 | 25 | EN | 69362 | 29181 | 42 | 0 | 19 | not protected
26 | Zululand Lowveld | 8049 | 26 | VU | 881795 | 653957 | 74 | 9 | 19 | poorly protected
Mountain Bushveld
1 | <Don't know> | none | 1 | CE
2 | Andesite Mountain Bushveld | 863 | 2 | LT | 199530 | 169605 | 85 | 6 | 24 | poorly protected
3 | Barberton Serpentine Sourveld | 8098 | 3 | VU | 10962 | 8146 | 74 | 6 | 24 | poorly protected
4 | Gauteng Shale Mountain Bushveld | 9279 | 4 | VU | 102501 | 81370 | 79 | 0 | 24 | hardly protected
5 | Gold Reef Mountain Bushveld | 859 | 5 | LT | 203098 | 171727 | 85 | 21 | 24 | moderately protected
6 | Kaalrug Mountain Bushveld | 918 | 6 | LT | 47845 | 42169 | 88 | 16 | 24 | moderately protected
7 | Loskopdam Mountain Bushveld | 884 | 7 | LT | 206630 | 201836 | 98 | 14 | 24 | moderately protected
8 | Malelane Mountain Bushveld | 693 | 8 | LT | 116701 | 111526 | 96 | 39 | 24 | well protected
9 | Mmabolo Mountain Bushveld | 9276 | 9 | LT | 68295 | 64108 | 94 | 8 | 24 | poorly protected
10 | Norite Koppies Bushveld | 835 | 10 | LT | 26009 | 23257 | 89 | 0 | 24 | not protected
11 | Northern Lebombo Bushveld | 882 | 11 | LT | 133827 | 133433 | 100 | 98 | 24 | well protected
12 | Ohrigstad Mountain Bushveld | 825 | 12 | LT | 199813 | 181269 | 91 | 8 | 24 | poorly protected
13 | Pilanesberg Mountain Bushveld | 914 | 13 | LT | 43499 | 42782 | 98 | 95 | 24 | well protected
14 | Poung Dolomite Mountain Bushveld | 8095 | 14 | LT | 89203 | 83952 | 94 | 10 | 24 | poorly protected
15 | Sekhukhune Mountain Bushveld | 920 | 15 | LT | 231612 | 199640 | 86 | 0 | 24 | not protected
16 | Southern Lebombo Bushveld | 881 | 16 | LT | 256559 | 233945 | 91 | 5 | 24 | poorly protected
17 | Soutpansberg Mountain Bushveld | 961 | 17 | VU | 412127 | 326323 | 79 | 2 | 24 | poorly protected
18 | Swartruggens Mountain Bushveld | 8036 | 18 | LT | 264720 | 246059 | 93 | 1 | 24 | poorly protected
19 | VhaVenda Miombo | 9241 | 19 | LT | 33 | 33 | 100 | 0 | 24 | not protected
20 | Waterberg Mountain Bushveld | 956 | 20 | LT | 882092 | 852719 | 97 | 9 | 24 | poorly protected
Sub Escarpment Savanna
1 | <Don't know> | none | 1 | CE
2 | Eastern Cape Thornveld | 186 | 2 | VU | 800105 | 641456 | 80 | 0 | 25 | hardly protected
3 | Eastern Valley Bushveld | 245 | 3 | LT | 995572 | 841923 | 85 | 0 | 25 | hardly protected
4 | KwaZulu Natal Hinterland Thornveld | 231 | 4 | VU | 114580 | 88952 | 78 | 0 | 25 | not protected
5 | KwaZulu-Natal Sandstone Inland Sourveld | 9287 | 5 | EN | 102757 | 34995 | 34 | 0 | 25 | not protected
6 | Ngongoni Veld | 2324 | 6 | VU | 1005115 | 618058 | 61 | 0 | 25 | hardly protected
7 | Thukela Thornveld | 248 | 7 | LT | 231178 | 218496 | 95 | 1 | 25 | hardly protected
8 | Thukela Valley Bushveld | 249 | 8 | LT | 270676 | 249974 | 92 | 0 | 25 | hardly protected
Central Succulent Karoo
1 | <Don't know> | none | 1 | CE
2 | Agter-Sederberg Succulent Shrubland | 3140 | 2 | LT | 90597 | 88309 | 97 | 1 | 19 | poorly protected
3 | Doringrivier Succulent Karoo | 3142 | 3 | LT | 47195 | 40146 | 85 | 0 | 19 | not protected
4 | Koedoesberge-Moordenaars Succulent Karoo | 879 | 4 | LT | 471450 | 468123 | 99 | 0 | 19 | hardly protected
5 | Swartruggens Sandstone Karoo | 3141 | 5 | LT | 55937 | 55146 | 99 | 5 | 19 | poorly protected
6 | Tanqua Escarpment Succulent Shrubland | 9256 | 6 | LT | 132133 | 131844 | 100 | 1 | 19 | hardly protected
7 | Tanqua Karoo | 946 | 7 | LT | 698831 | 693898 | 99 | 7 | 19 | poorly protected
8 | Tanqua Sheet Wash Plains Vygieveld | 945 | 8 | LT | 213008 | 206300 | 97 | 10 | 19 | moderately protected
Southern Karoo
1 | <Don't know> | none | 1 | CE
2 | Eastern Gwarrieveld | 9245 | 2 | LT | 231075 | 228319 | 99 | 0 | 16 | hardly protected
3 | Eastern Little Karoo | 8020 | 3 | LT | 155554 | 136150 | 88 | 0 | 16 | hardly protected
4 | Little Karoo Quartz Vygieveld | 9236 | 4 | LT | 11493 | 10607 | 92 | 1 | 16 | poorly protected
5 | Muscadel Alluvial Vegetation | 898 | 5 | EN | 42262 | 17240 | 41 | 0 | 16 | not protected
6 | Prince Albert Succulent Karoo | 908 | 6 | LT | 258288 | 254654 | 99 | 2 | 16 | poorly protected
7 | Robertson Karoo | 5562 | 7 | LT | 61300 | 51230 | 84 | 0 | 16 | hardly protected
8 | Steytlerville Karoo | 935 | 8 | LT | 79341 | 77971 | 98 | 0 | 16 | not protected
9 | Western Gwarrieveld | 8074 | 9 | LT | 75964 | 74367 | 98 | 2 | 16 | poorly protected
10 | Western Little Karoo | 298 | 10 | LT | 420134 | 404006 | 96 | 3 | 16 | poorly protected
Trans Escarpment Succulent Karoo
1 | <Don't know> | none | 1 | CE
2 | Aggeneys Gravel Vygieveld | 9235 | 2 | LT | 6222 | 6169 | 99 | 0 | 18 | not protected
3 | Hantam Karoo | 272 | 3 | LT | 746356 | 735643 | 99 | 0 | 18 | hardly protected
4 | Roggeveld Karoo | 289 | 4 | LT | 565554 | 556037 | 98 | 0 | 18 | not protected
5 | West Bushmanland Klipveld | 4199 | 5 | LT | 229721 | 228784 | 100 | 0 | 18 | not protected
West Coast Sandveld
1 | <Don't know> | none | 1 | CE
2 | Aughrabies Sandy Grassland | 768 | 2 | LT | 12330 | 12226 | 99 | 0 | 26 | not protected
3 | Namaqualand Arid Grassland | 2864 | 3 | LT | 70396 | 67233 | 96 | 20 | 26 | moderately protected
4 | Namaqualand Coastal Duneveld | 2871 | 4 | LT | 98345 | 90176 | 92 | 0 | 26 | not protected
5 | Namaqualand Inland Duneveld | 2859 | 5 | LT | 31205 | 30969 | 99 | 0 | 26 | not protected
6 | Namaqualand Seashore Vegetation | 2873 | 6 | LT | 6757 | 6338 | 94 | 0 | 26 | not protected
7 | Namaqualand Spinescent Grassland | 2866 | 7 | LT | 52227 | 50122 | 96 | 4 | 26 | poorly protected
8 | Namaqualand Strandveld | 2861 | 8 | LT | 391642 | 358617 | 92 | 0 | 26 | hardly protected
9 | Namib Seashore Vegetation | 2877 | 9 | LT | 1286 | 1106 | 86 | 0 | 26 | not protected
10 | Northern Richtersveld Red Duneveld | 781 | 10 | LT | 31030 | 31010 | 100 | 0 | 26 | not protected
11 | Northern Richtersveld Sandveld | 786 | 11 | LT | 10938 | 10929 | 100 | 0 | 26 | not protected
12 | Northern Richtersveld Yellow Duneveld | 785 | 12 | LT | 54747 | 54337 | 99 | 0 | 26 | not protected
13 | Richtersveld Coastal Duneveld | 797 | 13 | LT | 36707 | 33279 | 91 | 0 | 26 | not protected
14 | Richtersveld White Duneveld | 784 | 14 | LT | 11625 | 10621 | 91 | 0 | 26 | not protected
15 | Southern Richtersveld Red Duneveld | 796 | 15 | LT | 22634 | 22621 | 100 | 0 | 26 | not protected
16 | Southern Richtersveld Sandveld | 799 | 16 | LT | 17020 | 16944 | 100 | 0 | 26 | not protected
17 | Southern Richtersveld Yellow Duneveld | 798 | 17 | LT | 33343 | 32262 | 97 | 0 | 26 | not protected
Western Lowland Karoo
1 | <Don't know> | none | 1 | CE
2 | Central Knersvlakte Vygieveld | 2867 | 2 | LT | 29236 | 28989 | 99 | 0 | 28 | not protected
3 | Citrusdal Vygieveld | 64 | 3 | VU | 12663 | 8334 | 66 | 0 | 28 | not protected
4 | Knersvlakte Dolomite Vygieveld | 2863 | 4 | LT | 5796 | 5673 | 98 | 0 | 28 | not protected
5 | Knersvlakte Quartz Vygieveld | 2865 | 5 | LT | 121150 | 118402 | 98 | 5 | 28 | poorly protected
6 | Knersvlakte Shale Vygieveld | 2868 | 6 | LT | 88507 | 88072 | 100 | 0 | 28 | not protected
7 | Namaqualand Heuweltjieveld | 2858 | 7 | LT | 255656 | 246887 | 97 | 9 | 28 | poorly protected
8 | Northern Knersvlakte Vygieveld | 2860 | 8 | LT | 151390 | 150636 | 100 | 0 | 28 | not protected
9 | Northern Richtersveld Scorpionstailveld | 3145 | 9 | LT | 34326 | 34212 | 100 | 15 | 28 | moderately protected
10 | Richtersveld Western Foothill Shrubland | 783 | 10 | LT | 91185 | 90971 | 100 | 0 | 28 | not protected
11 | Riethuis Quartz Vygieveld | 2857 | 11 | LT | 11183 | 11131 | 100 | 28 | 28 | well protected
12 | Southeastern Richtersveld Succulent Shrubland | 792 | 12 | LT | 61215 | 61185 | 100 | 0 | 28 | not protected
13 | Southern Richtersveld Scorpionstailveld | 795 | 13 | LT | 72139 | 71736 | 99 | 0 | 28 | not protected
14 | Vanrhynsdorp Gannabosveld | 2862 | 14 | VU | 97126 | 77158 | 79 | 0 | 28 | not protected
Western Mountain Shrubland
1 | <Don't know> | none | 1 | CE
2 | Namaqualand Shale Shrubland | 804 | 2 | LT | 66828 | 66570 | 100 | 0 | 24 | not protected
Western Upland Karoo
1 | <Don't know> | none | 1 | CE
2 | Anenous Plateau Shrubland | 766 | 2 | LT | 23428 | 23345 | 100 | 0 | 28 | not protected
3 | Aughrabies Mountains Succulent Shrubland | 767 | 3 | LT | 1837 | 1837 | 100 | 0 | 28 | not protected
4 | Central Richtersveld Montane Shrubland | 769 | 4 | LT | 104137 | 104041 | 100 | 37 | 28 | well protected
5 | Die Plate Succulent Shrubland | 770 | 5 | LT | 12756 | 12703 | 100 | 0 | 28 | not protected
6 | Eenriet Plains Succulent Shrubland | 789 | 6 | LT | 26075 | 25935 | 99 | 0 | 28 | not protected
7 | Goariep Mountain Succulent Shrubland | 772 | 7 | LT | 17078 | 17069 | 100 | 0 | 28 | not protected
8 | Kamiesberg Mountains Shrubland | 2876 | 8 | LT | 42532 | 41868 | 98 | 2 | 28 | poorly protected
9 | Namaqualand Blomveld | 2855 | 9 | LT | 380919 | 357909 | 94 | 1 | 28 | hardly protected
10 | Namaqualand Klipkoppe Shrubland | 2854 | 10 | LT | 1093611 | 1039202 | 95 | 5 | 28 | poorly protected
11 | Platbakkies Succulent Shrubland | 4198 | 11 | LT | 97793 | 97144 | 99 | 0 | 28 | not protected
12 | Rooiberg Quartz Vygieveld | 787 | 12 | LT | 12928 | 12862 | 99 | 0 | 28 | not protected
13 | Rosyntjieberge Mountain Succulent Shrubland | 788 | 13 | LT | 5055 | 5055 | 100 | 97 | 28 | well protected
14 | Southern Richtersveld Inselberg Shrubland | 794 | 14 | LT | 36558 | 36433 | 100 | 0 | 28 | not protected
15 | Southwestern Richtersveld Mountain Shrubland | 801 | 15 | LT | 18989 | 18976 | 100 | 0 | 28 | not protected
16 | Stinkfonteinberge Eastern Footplain Shrubland | 805 | 16 | LT | 6587 | 6587 | 100 | 2 | 28 | poorly protected
17 | Umdaus Mountains Succulent Shrubland | 808 | 17 | LT | 43285 | 43232 | 100 | 0 | 28 | not protected
18 | Upper Annisvlakte Succulent Shrubland | 809 | 18 | LT | 19181 | 19126 | 100 | 0 | 28 | not protected
19 | Van der Sterberg Summit Shrubland | 780 | 19 | LT | 4903 | 4903 | 100 | 49 | 28 | well protected
Estuarine Salt Marshes
1 | <Don't know> | none | 1 | CE
2 | Arid Estuarine Salt Marshes | 2870 | 2 | VU | 5667 | 4558 | 80 | 0 | 24 | not protected
3 | Cape Estuarine Salt Marshes | 829 | 3 | VU | 9868 | 7126 | 72 | 2 | 24 | poorly protected
4 | Subtropical Estuarine Salt Marshes | 862 | 4 | LT | 376 | 350 | 93 | 0 | 24 | not protected
Freshwater Wetlands
1 | <Don't know> | none | 1 | CE
2 | Cape Lowland Freshwater Wetlands | 8047 | 2 | VU | 7488 | 5573 | 74 | 9 | 24 | poorly protected
3 | Cape Vernal Pools | 9244 | 3 | CE | 20 | 2 | 12 | 0 | 24 | not protected
4 | Drakensberg Wetlands | 8079 | 4 | LT | 1387 | 1351 | 97 | 0 | 24 | not protected
5 | Eastern Temperate Freshwater Wetlands | 960 | 5 | VU | 55677 | 40440 | 73 | 4 | 24 | poorly protected
6 | Lesotho Mires | 9237 | 6 | LT | 2662 | 2655 | 100 | 4 | 24 | poorly protected
7 | Subtropical Freshwater Wetlands | 8081 | 7 | LT | 65646 | 61891 | 94 | 40 | 24 | well protected
Inland Saline Vegetation
1 | <Don't know> | none | 1 | CE
2 | Bushmanland Vloere | 264 | 2 | LT | 470690 | 451942 | 96 | 0 | 24 | not protected
3 | Cape Inland Salt Pans | 8084 | 3 | EN | 8171 | 4838 | 59 | 7 | 24 | poorly protected
4 | Highveld Salt Pans | 869 | 4 | LT | 116231 | 111887 | 96 | 0 | 24 | hardly protected
5 | Namaqualand Riviere | 899 | 5 | LT | 85472 | 71156 | 83 | 0 | 24 | hardly protected
6 | Namaqualand Salt Pans | 2856 | 6 | LT | 9954 | 9747 | 98 | 0 | 24 | not protected
7 | Southern Kalahari Mekgacha | 870 | 7 | LT | 218123 | 214549 | 98 | 16 | 24 | moderately protected
8 | Southern Kalahari Salt Pans | 1670 | 8 | LT | 88278 | 87223 | 99 | 7 | 24 | poorly protected
9 | Southern Karoo Riviere | 885 | 9 | LT | 529865 | 469129 | 89 | 1 | 24 | hardly protected
10 | Subtropical Salt Pans | 9274 | 10 | VU | 3273 | 2265 | 69 | 20 | 24 | moderately protected
Macroalgal Sea Beds
1 | <Don't know> | none | 1 | CE
2 | Cape Kelp Sea Beds | 9246 | 2 | LT | 176 | 176 | 100 | 0 | 24 | not protected
Note on B9: This changes the ecological value of indigenous land types (marked *).
Note on E18: These values are shown in manual
Back to Ecology Credits

## OB_ECO_DataExtract (hidden)
Key | Value | Dictionary
Office_ECO_4_Ecology_Points | 0 | OEcP
Office_Ecology_Change_In_Diversity | 0 | OEcC

## Sewage Calculator
Green Star SA - Office Design v1.1
Sewage Calculator |  |  | Points Achieved: | 0
WATER CONSUMPTION DUE TO FITTINGS
(from Potable Water Calculator)
The following estimated water consumption is based on the data entered in the calculator. The water consumption of the fittings per m2 is based on assumptions of typical office usage and does not represent actual water consumption in the building.
L/day/m2
| WCs |  | 0
| Urinals | #REF! | 0
| Taps | #REF! | 0
| Showerheads | #REF! | 0
| Predicted Water Consumption |  | 0
SEWAGE REDUCTION DUE TO RECYCLING
L/day/m2
| Greywater collected from showers/taps |  | 0
| Blackwater collected from showers/taps/WCs/urinals |  | 0
| Sewage reduction due to treatment |  | 0 |  | Shower Demand | 0 | <--From Potable Water Calculator
REDUCED SEWER DISCHARGE
The following estimated discharge to sewer is based on the data entered above and does not represent actual discharge to the sewer in the building.
L/day/m2
| Predicted Water Consumption by Fixtures |  | 0
| Less predicted Greywater and Blackwater treated |  | 0
| Estimated discharge to sewer (L/day/m2) |  | 0
| Points Achieved |  | 0
| % sewer reduction | Points | L/day/m2 benchmark |  | % sewer reduction | L/day/m2 benchmark ((L/day/person)/(m2/person)) |  |  | Points | Calc (0%) | Calc (3%)
[6 empty] | No showers installed | 3% Occupants shower |  |  | No showers installed | Shower
| 90% | 4 | 0.1 |  |  | 0 | 1
| 70% | 3 | 0.3 |  | 90% | 0.1 | 0.14 |  | 4 | 1 | 1 | 0.04
| 50% | 2 | 0.5 |  | 70% | 0.3 | 0.42 |  | 3 | 1 | 1 | 0.12
| 30% | 1 | 0.7 |  | 50% | 0.5 | 0.7 |  | 2 | 1 | 1 | 0.2
[5 empty] | 30% | 0.7 | 0.98 |  | 1 | 1 | 1 | 0.28
[5 empty] | Benchmark | 1 | 1.4 |  | 0 | 0 | 0
[10 empty] | 4 | 4
[5 empty] | Shower Demand | Description |  | Points Achieved
[5 empty] | 0 | No showers installed |  | 4
[5 empty] | 1 | 3% Occupants shower |  | 4
Back to Emissions Credits
Back to Emissions Credits

## OB_SEW_DataExtract (hidden)
Key | Value | Dictionary | Note:
OB_EMI_6_Sewage_Points | 0 | OSP
OB_WAT_1_Water_Points | 0 | OPWP
OB_Sewage_Consumpt_WC | 0 | OSCW | L/day/m2
OB_Sewage_Consumpt_Urinals | 0 | OSCU | L/day/m2
OB_Sewage_Consumpt_Taps | 0 | OSCT | L/day/m2
OB_Sewage_Consumpt_Shower | 0 | OSCS | L/day/m2
OB_Sewage_Consumpt_Predicted_Water | 0 | OSCP | L/day/m2
OB_Sewage_Greywater_Collection | 0 | OSRW | L/day/m2
OB_Sewage_Blackwater_Collection | 0 | OSRU | L/day/m2
OB_Sewage_Reduction_Treatment | 0 | OSRT | L/day/m2
OB_Sewage_GreyBlackwater_Reduction_Predicted | 0 | OSGRP | L/day/m2
OB_Sewage_Water_Consumption_Predicted | 0 | OSBRP | L/day/m2
OB_Sewage_Discharge_to_Sewer | 0 | OSPD | L/day/m2
OB_Water_ Predicted_Normalised_WC | 0 | OPWNW | L/day/m2
OB_Water_ Predicted_Normalised_Urinal | 0 | OPWNU | L/day/m2
OB_Water_ Predicted_Normalised_Indoor_Taps | 0 | OPWNT | L/day/m2
OB_Water_ Predicted_Normalised_Shower | 0 | OPWNS | L/day/m2
OB_Water_ Predicted_Normalised_Amenity_Consumption | 0 | OPWNA | L/day/m2
OB_Water_WC_Percentage_Of_Total | 0 | OWWPT | %
OB_Water_WC_Consumption | 0 | OWWC | L/day/m2
OB_Water_Urinal_Percentage_Of_Total | 0 | OWUPT | %
OB_Water_Urinal_Consumption | 0 | OWUC | L/day/m2
OB_Water_IndoorTap_Percentage_Of_Total | 0 | OWIPT | %
OB_Water_IndoorTap_Consumption | 0 | OWIC | L/day/m2
OB_Water_Shower_Percentage_Of_Total | 0 | OWSPT | %
OB_Water_Shower_Consumption | 0 | OWSC | L/day/m2

## Calculation (hidden)
| Green Star SA - Office v1 |  |  |  |  | New Building
Credit Summary for:
Category Weightings
STATE BASED WEIGHTING FACTORS
| Baseline | Gauteng | W Cape | E Cape | N Cape | KZN | Limpopo | N West | Free State | Mpumalanga | State list
Management | 9% | 9% | 9% | 9% | 9% | 9% | 9% | 9% | 9% | 9% | 1 | Gauteng
Indoor Environment Quality | 15% | 15% | 15% | 15% | 15% | 15% | 15% | 15% | 15% | 15% | 2 | W Cape
Energy | 25% | 25% | 25% | 25% | 25% | 25% | 25% | 25% | 25% | 25% | 3 | E Cape
Transport | 9% | 9% | 9% | 9% | 9% | 9% | 9% | 9% | 9% | 9% | 4 | N Cape
Water | 14% | 14% | 14% | 14% | 14% | 14% | 14% | 14% | 14% | 14% | 5 | KZN
Materials | 13% | 13% | 13% | 13% | 13% | 13% | 13% | 13% | 13% | 13% | 6 | Limpopo
Land use & Ecology | 7% | 7% | 7% | 7% | 7% | 7% | 7% | 7% | 7% | 7% | 7 | N West
Emissions | 8% | 8% | 8% | 8% | 8% | 8% | 8% | 8% | 8% | 8% | 8 | Free State
[11 empty] | 9 | Mpumalanga
| 100% | 100% | 100% | 100% | 100% | 100% | 100% | 100% | 100% | 100% | State selected = | 1 | Gauteng
note:
[11 empty] | Type of assessment |  |  | Green cells update with changes to Building Input Sheet
[11 empty] | 1 | New Building
[11 empty] | 2 | Refurbished Building
[11 empty] | Type selected = | 1 | New Building
Mandatory requirements
[11 empty] | Type of Rating |  |  |  |  | 1
[11 empty] | 1 |  | Green Star SA - Office Design v1
[11 empty] | 2 | Green Star SA - Office Design v1 | Green Star SA - Office Design v1
| Yes | If there are mandatory requirements then this cell to the left | [8 empty] | 3 | Green Star SA - Office As Built v1 | Green Star SA - Office As Built v1
|  | needs to read yes ONLY if they have been met. | [7 empty] | Type Selected = |  | 1 | Green Star SA - Office Design v1
Points Calculation
| Category | Weighting | Max Score per category | Total of credits available | Points achieved | % of points achieved | Weighted Score (achieved) | Credits tbc | % of credits tbc | Weighted Score tbc | Achieved + tbc credits | % of achieved + tbc | Potential weighted score | Error check
| Management | 9% | 9 | #REF! | #REF! | #REF! | #REF! | #REF! | #REF! | #REF! | #REF! | #REF! | #REF! | #REF!
| Indoor Environment Quality | 15% | 15 | #REF! | #REF! | #REF! | #REF! | #REF! | #REF! | #REF! | #REF! | #REF! | #REF! | #REF!
| Energy | 25% | 25 | #REF! | #REF! | #REF! | #REF! | #REF! | #REF! | #REF! | #REF! | #REF! | #REF! | #REF!
| Transport | 9% | 9 | #REF! | #REF! | #REF! | #REF! | #REF! | #REF! | #REF! | #REF! | #REF! | #REF! | #REF!
| Water | 14% | 14 | #REF! | #REF! | #REF! | #REF! | #REF! | #REF! | #REF! | #REF! | #REF! | #REF! | #REF!
| Materials | 13% | 13 | #REF! | #REF! | #REF! | #REF! | #REF! | #REF! | #REF! | #REF! | #REF! | #REF! | #REF!
| Land use & Ecology | 7% | 7 | #REF! | #REF! | #REF! | #REF! | #REF! | #REF! | #REF! | #REF! | #REF! | #REF! | #REF!
| Emissions | 8% | 8 | #REF! | #REF! | #REF! | #REF! | #REF! | #REF! | #REF! | #REF! | #REF! | #REF! | #REF!
| Total | 100% | 100 | #REF! | #REF! |  | #REF! | #REF! |  | #REF! | #REF! |  | #REF!
| Innovation |  |  | #REF! | #REF! |  | #REF! | #REF! |  | #REF! | #REF! |  | #REF! | #REF!
| Overall Score | [5 empty] | #REF! |  |  | #REF! | #REF! |  | #REF! | #REF!
|  | Scores required for GBRT Ratings |  |  | data for graphical summary page |  |  |  |  | data for graphical summary page
|  | 0 | No Rating |  | Category Score Data | [5 empty] | Rating Chart | Green Star | Achieved
|  | 10 | One Star | [7 empty] | No Rating | 10 | #REF!
|  | 20 | Two Star |  |  |  | Available | Achieved | tbc |  | One Star | 10 | #REF!
|  | 30 | Three Star |  |  | Management | 100% | #REF! | #REF! |  | Two Star | 10 | #REF!
|  | 45 | Four Star |  |  | Indoor Environment Quality | 100% | #REF! | #REF! |  | Three Star | 15 | #REF!
|  | 60 | Five Star |  |  | Energy | 100% | #REF! | #REF! |  | Four Star | 15 | #REF!
|  | 75 | Six Star |  |  | Transport | 100% | #REF! | #REF! |  | Five Star | 15 | #REF!
| Warning text |  |  |  |  | Water | 100% | #REF! | #REF! |  | Six Stars | 25 | #REF!
| Error Message = | #REF! |  |  |  | Materials | 100% | #REF! | #REF!
[6 empty] | Land use & Ecology | 100% | #REF! | #REF! |  | Potential |  | #REF!
| Mandatory Requirements Message |  |  |  |  | Emissions | 100% | #REF! | #REF!
Rating
| Achieved Rating | #REF! |  |  | data for graphical summary page | [5 empty] | data for graphical summary page
| Potential Rating | #REF! |  |  | Credit Graph Data | [5 empty] | Weighted Score Graph Data
| Rating message | [5 empty] | Available | Achieved | tbc |  |  |  | Available | Achieved | tbc
| #REF! |  |  |  |  | Management | #REF! |  |  |  |  | Management
[8 empty] | #REF! | #REF! |  |  |  | 9 | #REF! | #REF!
[6 empty] | IEQ | #REF! |  |  |  |  | IEQ
[8 empty] | #REF! | #REF! |  |  |  | 15 | #REF! | #REF!
[6 empty] | Energy | #REF! |  |  |  |  | Energy
| Conditional Requirements | [6 empty] | #REF! | #REF! |  |  |  | 25 | #REF! | #REF!
| Ene | Not met |  |  |  | Transport | #REF! |  |  |  |  | Transport
| Eco | #REF! | [5 empty] | #REF! | #REF! |  |  |  | 9 | #REF! | #REF!
[6 empty] | Water | #REF! |  |  |  |  | Water
[8 empty] | #REF! | #REF! |  |  |  | 14 | #REF! | #REF!
[6 empty] | Materials | #REF! |  |  |  |  | Materials
[8 empty] | #REF! | #REF! |  |  |  | 13 | #REF! | #REF!
[6 empty] | Land use & Ecology | #REF! |  |  |  |  | Land use & Ecology
[8 empty] | #REF! | #REF! |  |  |  | 7 | #REF! | #REF!
Please Confirm | [5 empty] | Emissions | #REF! |  |  |  |  | Emissions
Yes | [7 empty] | #REF! | #REF! |  |  |  | 8 | #REF! | #REF!
No
| 1 | Project Teams are to refer to the Green Star SA Office v1 Technical Manual for explicit credit criteria and documentation requirements.
| 2 | The Green Star Technical Clarifications (TC) and Credit Interpretation Request (CIR) rulings provide an essential source of information to all
| 3 | projects undertaking Green Star assessment. They are available on the GBCSA website http://www.gbcsa.org.za . Technical Clarifications
| 4 | often represent the GBCSA answers to technical queries and complement Green Star SA Technical Manuals. They do not amend but clarify
| 5 | Credit Criteria or Compliance Requirements. They are an extension of the Technical Manual; it is the responsibility of the project teams to stay
| 6 | up-to-date with this section of the GBCSA website. The CIR rulings offer alternative compliance options whenever those have been deemed
| 7 | equivalent in meeting the Aim of Credit.
ERROR MESSAGES
|  | 1 | ERROR, sum of no. of points achieved and points to be confirmed exceeds the total no. of available points
|  | 2 | ERROR, Value entered in 'No. of points achieved' must be a number or 'na'
|  | 3 | [ERROR: Please check for error message in worksheet]
|  | 4 | ERROR, text not valid!

## Rainfall data (hidden)
Precipitation Average Monthly (mm)
|  | January | February | March | April | May | June | July | August | September | October | November | December | TOTAL | annual number of rain days
1
2 | Beaufort West | 35 | 30 | 30 | 20 | 11 | 8 | 9 | 14 | 12 | 21 | 27 | 19 | 236 | 43
3 | Bela-Bela | 120 | 84 | 74 | 37 | 7 | 6 | 2 | 5 | 16 | 58 | 101 | 124 | 634 | 74
4 | Belfast | 170 | 101 | 83 | 53 | 16 | 7 | 5 | 9 | 33 | 93 | 156 | 152 | 878 | 83
5 | Bethal | 146 | 75 | 61 | 48 | 14 | 7 | 6 | 13 | 28 | 78 | 129 | 106 | 711 | 90
6 | Bethlehem | 96 | 77 | 94 | 58 | 9 | 12 | 7 | 27 | 35 | 83 | 96 | 86 | 680 | 98
7 | Bloemfontein | 83 | 111 | 72 | 56 | 17 | 12 | 8 | 15 | 24 | 43 | 58 | 60 | 559 | 84
8 | Calvinia | 14 | 12 | 26 | 27 | 22 | 34 | 23 | 24 | 13 | 11 | 13 | 9 | 228 | 50
9 | Cape Town | 15 | 17 | 20 | 41 | 69 | 93 | 82 | 77 | 40 | 30 | 14 | 17 | 515 | 103
10 | De Aar | 36 | 60 | 52 | 41 | 16 | 13 | 13 | 15 | 11 | 26 | 30 | 23 | 336 | 55
11 | Durban | 134 | 113 | 120 | 73 | 59 | 28 | 39 | 62 | 73 | 98 | 108 | 102 | 1009 | 130
12 | East London | 69 | 92 | 105 | 83 | 52 | 40 | 47 | 78 | 80 | 102 | 110 | 63 | 921 | 121
13 | George | 63 | 59 | 69 | 71 | 53 | 45 | 43 | 68 | 60 | 64 | 61 | 59 | 715 | 121
14 | Johannesburg | 125 | 90 | 91 | 54 | 13 | 9 | 4 | 6 | 27 | 72 | 117 | 105 | 713 | 99
15 | Kimberley | 57 | 76 | 65 | 49 | 16 | 7 | 7 | 7 | 12 | 30 | 42 | 46 | 414 | 71
16 | Ladysmith | 145 | 106 | 90 | 39 | 14 | 6 | 5 | 26 | 38 | 77 | 91 | 112 | 749 | 93
17 | Langebaan | 8 | 4 | 11 | 24 | 40 | 41 | 47 | 45 | 24 | 12 | 12 | 10 | 278 | 76
18 | Musina | 58 | 57 | 39 | 27 | 10 | 4 | 1 | 1 | 12 | 24 | 49 | 57 | 339 | 42
19 | Nelspruit | 127 | 108 | 90 | 51 | 15 | 9 | 10 | 10 | 26 | 75 | 115 | 131 | 767 | 100
20 | Nmmabatho | 117 | 83 | 74 | 57 | 14 | 5 | 3 | 5 | 13 | 37 | 64 | 67 | 539 | 72
21 | Pietermaritzburg | 141 | 117 | 113 | 48 | 24 | 13 | 11 | 31 | 60 | 74 | 104 | 108 | 844 | 138
22 | Pilansberg | 78 | 71 | 58 | 38 | 6 | 12 | 3 | 5 | 25 | 57 | 61 | 105 | 519 | 69
23 | Polokwane | 82 | 60 | 52 | 33 | 11 | 5 | 3 | 6 | 17 | 43 | 85 | 81 | 478 | 65
24 | Port Elizabeth | 36 | 40 | 54 | 58 | 59 | 62 | 47 | 64 | 62 | 59 | 49 | 34 | 674 | 112
25 | Pretoria | 136 | 75 | 82 | 51 | 13 | 7 | 3 | 6 | 22 | 71 | 98 | 110 | 674 | 87
26 | Richards Bay | 172 | 167 | 107 | 109 | 109 | 57 | 60 | 65 | 77 | 105 | 114 | 86 | 1228 | 113
27 | Skukuza | 94 | 96 | 66 | 38 | 14 | 11 | 11 | 8 | 28 | 40 | 63 | 92 | 561 | 71
28 | Thohoyandou | 74 | 108 | 75 | 47 | 15 | 17 | 14 | 11 | 39 | 93 | 76 | 128 | 697 | 94
29 | Tstsikama | 77 | 70 | 81 | 80 | 86 | 75 | 78 | 111 | 66 | 83 | 78 | 60 | 945 | 91
30 | Umtata | 87 | 89 | 83 | 58 | 18 | 11 | 18 | 15 | 35 | 73 | 75 | 88 | 650 | 113
31 | Upington | 24 | 35 | 37 | 26 | 10 | 4 | 2 | 4 | 4 | 9 | 17 | 17 | 189 | 37
|  | January | February | March | April | May | June | July | August | September | October | November | December | total | annual number of rain days >1mm
| Pretoria | 136 | 75 | 82 | 51 | 13 | 7 | 3 | 6 | 22 | 71 | 98 | 110 | 674 | 87