## Potable Water Calculator
Green Star SA - Existing Building Performance |  |  |  | Please provide input in the white cells only | [7 empty] | Calculations |  | Calculation result | [33 empty] | 0 |  | 0 | [50 empty] | Assumptions and Notional Buildinng Benchmarks
Potable Water Calculator |  | Shortcut navigation links: | [7 empty] | Heading (units)
| Building Info: | STEP 1 Building Information Input | [7 empty] | Input | unit | [40 empty] | Jan | Feb | Mar | Apr | May | Jun | Jul | Aug | Sep | Oct | Nov | Dec | Total |  | Links / Constants
| Water demands: | STEP 2a Occupant Ammenity Water |  |  | STEP 2b Heat Rejection |  | STEP 2c Irrigation | STEP 2d Pools |  | Calculations or Links | Not applicable | [35 empty] | Johannesburg |  |  |  |  | 125 | 90 | 91 | 54 | 13 | 9 | 4 | 6 | 27 | 72 | 117 | 105 | 713 |  | Local calculations
|  | STEP 2e Laundry Facilities |  | STEP 2f Large Kitchens |  | STEP 2g Other Major Water Uses |  |  |  | Main page row heading | Notional Building | Error Checking and quality control | [34 empty] | Number of rainy days |  |  |  |  | 17 | 13 | 13 | 7 | 2 | 1 | 1 | 1 | 4 | 10 | 15 | 15 | 99 |  | Input
| Sustainable Supply: |  |  | SUMMARY | [41 empty] | Number of days in month |  |  |  |  | 31 | 28 | 31 | 30 | 31 | 30 | 31 | 31 | 30 | 31 | 30 | 31 | 365
Building Information Inputs | [46 empty] | Interval between rainy days |  |  |  |  | 2 | 2 | 2 | 4 | 16 | 30 | 31 | 31 | 8 | 3 | 2 | 2 | [41 empty] | Occupant Densities
[47 empty] | Rain per rainy day |  |  |  |  | 7.3529 | 6.9231 | 7 | 7.7143 | 6.5 | 9 | 4 | 6 | 6.75 | 7.2 | 7.8 | 7 | [43 empty] | m2 per person | [29 empty] | GYM PROFILE
STEP 1a - Please provide occupant information | [11 empty] | Total UA accounted for |  | # of occupants calculations |  | Person-hours per year calculations |  |  |  |  | Shower usage per year calculations | [9 empty] | Summary of schedules for calculations | [73 empty] | Office |  | 15 |  | Office |  | Retail |  | A1 Community / day centre |  | A1 Restaurant / Public House |  | A2 Sports Centre / Leisure centre |  | A2 Theatres / Cinemas / Music Halls |  | A3 Tertiary Education |  | A3 Primary and Secondary Schools |  | A4 Places of Worship |  | Airport / Public Transport terminal buildings |  | C1 Convention Centre / Exhibition hall |  | C2 Libraries / Museums / Galleries |  | Courts |  | Hotel |  | Gym |  | <User Defined>
Occupant Type | Number of Occupants in Building at Busiest Time of Typical Day | Occupancy profile |  | Peak days per week | Percentage of occupants with access to showers | Anticipated Shower Usage | [5 empty] | #REF! | [21 empty] | Hours per day |  | Max occupancy | [10 empty] | Total Area |  |  |  |  | Jan: 0 | [41 empty] | A1 Community / day centre |  | 5
[12 empty] | Irrigation |  |  | Maximum design number of occupants | Number of days |  | Occupied hours per person per year |  | Total occupied person-hours per year | Number of occupants with shower access |  | % of occupants who use shower | Shower usage per year | [6 empty] | <Please select> |  |  | Peak | Off-peak | Peak | Off-peak | [9 empty] | Weighted Run-off co-efficient (mm captured per m2 of roof area) |  |  |  |  | Jan: 0 | [41 empty] | A1 Restaurant / Public House |  | 5 |  | Office |  |  |  | Hall / Lecture Theatre |  | Eating / Drinking area |  | School semester |  | Hall / Lecture Theatre |  | Classroom (Tert) |  | Classroom (General) |  | Hall / Lecture Theatre |  | Circulation |  | Hall / Lecture Theatre |  | Circulation |  | Hall / Lecture Theatre |  | Bedroom |  | Fitness suite / Gym |  | <Enter description>
|  | Click here to enter a 'User Defined' profile | [28 empty] | Office |  |  | 9.5 | 0.45 | 100% | 5% | [67 empty] | Retail |  | 10
|  | <Please select> |  |  |  | <Please select> | [5 empty] | FALSE | [18 empty] | Retail |  |  | 7.1 | 7.1 | 100% | 100% | [9 empty] | Collection factor (m3 captured per mm of rain) |  |  |  |  | Jan: 0; Jul: DEMAND | [41 empty] | A2 Sports Centre / Leisure centre |  | 5 | Time |  |  | Retail
|  | <Please select> |  |  |  | <Please select> | [9 empty] | Peak | Off-peak | Peak | Off-peak |  | Peak day | Off-peak day | [8 empty] | A1 Community / day centre |  |  | 7.1 | 0 | 100% | 0% | [9 empty] | First flush lost per event (m3) |  |  |  |  | Jan: 0 | [41 empty] | A2 Theatres / Cinemas / Music Halls |  | 5 |  | Peak | Off-Peak | Peak | Off-Peak | Peak | Off-peak | Peak | Off-peak | Peak | Off-peak | Peak | Off-peak | Peak | Off-peak | Peak | Off-peak | Peak | Off-peak | Peak | Off-peak | Peak | Off-peak | Peak | Off-peak | Peak | Off-peak | Peak | Off-peak | Peak | Off-peak | Peak | Off-peak
|  | <Please select> |  |  |  | <Please select> | [8 empty] | 0 | 0 | 0 | 0 | 0 | 0 | 0 | 0 | 0% | 0 | [6 empty] | A1 Restaurant / Public House |  |  | 9.25 | 9.25 | 100% | 100% | [9 empty] | Weekdays per year |  |  |  |  | Jan: 261; Jul: Toilets; Oct: Urinals | Indoor taps |  |  | Showers |  |  | Heat Rejection |  |  | Irrigation |  |  | Swimming Pool |  |  | 0:00 |  |  | 0:00 |  |  | 0:00 |  |  | 0:00 |  |  | 0:00 | [13 empty] | A3 Tertiary Education |  | 5 | 12am - 1am | 0% | 0% | 0% | 0% | 0% | 0% | 0% | 0% | 0% | 0% | 0% | 0% | 0% | 0% | 0% | 0% | 0% | 0% | 0% | 0% | 0% | 0% | 0% | 0% | 0% | 0% | 100% | 100% | 0% | 0% | 20% | 20%
|  | <Please select> |  |  |  | <Please select> | [8 empty] | 0 | 0 | 0 | 0 | 0 | 0 | 0 | 0 | 0% | 0 | [6 empty] | A2 Sports Centre / Leisure centre |  |  | 3 | 2 | 100% | 25% | [14 empty] | Jul: % connected to rain; Sep: 0%; Dec: 0% |  |  | 0% |  |  | 0% |  |  | 0% |  |  | 0% |  |  | 0% |  |  | 0% |  |  | 0% |  |  | 0% |  |  | 0% |  |  | 0% | 0 | 0 | 0 | 0 | 0 | 0 | 0 |  |  |  |  | A3 Primary and Secondary Schools |  | 5 | 1am - 2am | 0% | 0% | 0% | 0% | 0% | 0% | 0% | 0% | 0% | 0% | 0% | 0% | 0% | 0% | 0% | 0% | 0% | 0% | 0% | 0% | 0% | 0% | 0% | 0% | 0% | 0% | 100% | 100% | 0% | 0% | 20% | 20%
|  | <Please select> |  |  |  | <Please select> | [8 empty] | 0 | 0 | 0 | 0 | 0 | 0 | 0 | 0 | 0% | 0 | [6 empty] | A2 Theatres / Cinemas / Music Halls |  |  | 8 | 0 | 100% | 0% | [9 empty] | DESIGN YEAR |  |  |  |  | Jan: DESIGN RAINFALL YEAR; Apr: SUPPLY; Jul: % also connected to grey; Sep: 0%; Dec: 0% |  |  | 0% |  |  | 0% |  |  | 0% |  |  | 0% |  |  | 0% |  |  | 0% |  |  | 0% |  |  | 0% |  |  | 0% |  |  | 0% | SAVING DUE TO STORAGE |  |  | STORAGE | [7 empty] | A4 Places of Worship |  | 5 | 2am - 3am | 0% | 0% | 0% | 0% | 0% | 0% | 0% | 0% | 0% | 0% | 0% | 0% | 0% | 0% | 0% | 0% | 0% | 0% | 0% | 0% | 0% | 0% | 0% | 0% | 0% | 0% | 100% | 100% | 0% | 0% | 20% | 20%
|  | <Please select> |  |  |  | <Please select> | [8 empty] | 0 | 0 | 0 | 0 | 0 | 0 | 0 | 0 | 0% | 0 | [6 empty] | A3 Tertiary Education |  |  | 9 | 0 | 100% | 0% | [9 empty] | Month | Nr of weekdays | Day | Day of week index | Weekday | Rainy day | Rain per rainy day | Actual Design Rainfall (mm) | Gross run-off generated (m3) | First flush volume lost (m3) | Harvested rainwater available (m3) | Gross demand | Reduction from greywater | Net demand | Gross demand | Reduction from greywater | Net demand | Gross demand | Reduction from greywater | Net demand | Gross demand | Reduction from greywater | Net demand | Gross demand | Reduction from greywater | Net demand | Gross demand | Reduction from greywater | Net demand | Gross demand | Reduction from greywater | Net demand | Gross demand | Reduction from greywater | Net demand | Gross demand | Reduction from greywater | Net demand | Gross demand | Reduction from greywater | Net demand | Gross demand | Reduction from greywater | Net demand | Gross demand | Reduction from greywater | Net demand | Total Supply | Total Demand | Excess Supply | Year 1 | Year 2 | Year 3 | Municipal Water Used |  |  |  |  | Airport / Public Transport terminal buildings |  | 10 | 3am - 4am | 0% | 0% | 0% | 0% | 0% | 0% | 0% | 0% | 0% | 0% | 0% | 0% | 0% | 0% | 0% | 0% | 0% | 0% | 0% | 0% | 0% | 0% | 0% | 0% | 0% | 0% | 100% | 100% | 0% | 0% | 20% | 20%
|  | <Please select> |  |  |  | <Please select> | [8 empty] | 0 | 0 | 0 | 0 | 0 | 0 | 0 | 0 | 0% | 0 | [6 empty] | A3 Primary and Secondary Schools |  |  | 7.1 | 0 | 100% | 0% | [67 empty] | C1 Convention Centre / Exhibition hall |  | 10 | 4am - 5am | 0% | 0% | 0% | 0% | 0% | 0% | 0% | 0% | 0% | 0% | 0% | 0% | 0% | 0% | 0% | 0% | 0% | 0% | 0% | 0% | 0% | 0% | 0% | 0% | 0% | 0% | 100% | 100% | 0% | 0% | 20% | 20%
|  | <Please select> |  |  |  | <Please select> | [8 empty] | 0 | 0 | 0 | 0 | 0 | 0 | 0 | 0 | 0% | 0 | [6 empty] | A4 Places of Worship |  |  | 7.1 | 0 | 100% | 0% | [9 empty] | Jan | 21 | 1 | 5 | TRUE | FALSE | 0 | 0 | 0 | 0 | 0 | 0 | 0 | 0 | 0 | 0 | 0 | 0 | 0 | 0 | 0 | 0 | 0 | 0 | 0 | 0 | 0 | 0 | 0 | 0 | 0 | 0 | 0 | 0 | 0 | 0 | 0 | 0 | 0 | 0 | 0 | 0 | 0 | 0 | 0 | 0 | 0 | 0 | 0 | 0 | 0 | 0 | 0 | 0 |  |  |  |  | C2 Libraries / Museums / Galleries |  | 20 | 5am - 6am | 0% | 0% | 0% | 0% | 0% | 0% | 0% | 0% | 0% | 0% | 0% | 0% | 0% | 0% | 0% | 0% | 0% | 0% | 0% | 0% | 0% | 0% | 0% | 0% | 0% | 0% | 100% | 100% | 0% | 0% | 20% | 20%
|  | <Please select> |  |  |  | <Please select> | [8 empty] | 0 | 0 | 0 | 0 | 0 | 0 | 0 | 0 | 0% | 0 | [6 empty] | Airport / Public Transport terminal buildings |  |  | 9 | 9 | 100% | 100% | [9 empty] | Jan | 21 | 2 | 6 | FALSE | TRUE | 7.3529 | 7.3529 | 0 | 0 | 0 | 0 | 0 | 0 | 0 | 0 | 0 | 0 | 0 | 0 | 0 | 0 | 0 | 0 | 0 | 0 | 0 | 0 | 0 | 0 | 0 | 0 | 0 | 0 | 0 | 0 | 0 | 0 | 0 | 0 | 0 | 0 | 0 | 0 | 0 | 0 | 0 | 0 | 0 | 0 | 0 | 0 | 0 | 0 |  |  |  |  | Courts |  | 15 | 6am - 7am | 0% | 0% | 0% | 0% | 0% | 0% | 0% | 0% | 0% | 0% | 0% | 0% | 0% | 0% | 0% | 0% | 0% | 0% | 0% | 0% | 0% | 0% | 0% | 0% | 0% | 0% | 100% | 100% | 0% | 0% | 20% | 20%
|  | <Please select> |  |  |  | <Please select> | [8 empty] | 0 | 0 | 0 | 0 | 0 | 0 | 0 | 0 | 0% | 0 | [6 empty] | C1 Convention Centre / Exhibition hall |  |  | 8 | 0 | 100% | 0% | [9 empty] | Jan | 21 | 3 | 7 | FALSE | FALSE | 0 | 0 | 0 | 0 | 0 | 0 | 0 | 0 | 0 | 0 | 0 | 0 | 0 | 0 | 0 | 0 | 0 | 0 | 0 | 0 | 0 | 0 | 0 | 0 | 0 | 0 | 0 | 0 | 0 | 0 | 0 | 0 | 0 | 0 | 0 | 0 | 0 | 0 | 0 | 0 | 0 | 0 | 0 | 0 | 0 | 0 | 0 | 0 |  |  |  |  | Gym |  | 5 | 7am - 8am | 15% | 0% | 10% | 10% | 0% | 0% | 25% | 25% | 0% | 0% | 0% | 0% | 0% | 0% | 0% | 0% | 10% | 0% | 0% | 0% | 0% | 0% | 0% | 0% | 0% | 0% | 100% | 100% | 25% | 0% | 20% | 20%
|  | <Please select> |  |  |  | <Please select> | [8 empty] | 0 | 0 | 0 | 0 | 0 | 0 | 0 | 0 | 0% | 0 | [6 empty] | C2 Libraries / Museums / Galleries |  |  | 8 | 0 | 100% | 0% | [9 empty] | Jan | 21 | 4 | 1 | TRUE | TRUE | 7.3529 | 7.3529 | 0 | 0 | 0 | 0 | 0 | 0 | 0 | 0 | 0 | 0 | 0 | 0 | 0 | 0 | 0 | 0 | 0 | 0 | 0 | 0 | 0 | 0 | 0 | 0 | 0 | 0 | 0 | 0 | 0 | 0 | 0 | 0 | 0 | 0 | 0 | 0 | 0 | 0 | 0 | 0 | 0 | 0 | 0 | 0 | 0 | 0 | [7 empty] | 8am - 9am | 60% | 5% | 25% | 25% | 10% | 0% | 25% | 25% | 0% | 0% | 0% | 0% | 25% | 0% | 10% | 0% | 25% | 0% | 25% | 25% | 0% | 0% | 0% | 0% | 0% | 0% | 25% | 25% | 100% | 100% | 60% | 20%
|  | <Please select> |  |  |  | <Please select> | [8 empty] | 0 | 0 | 0 | 0 | 0 | 0 | 0 | 0 | 0% | 0 | [6 empty] | Courts |  |  | 8 | 0 | 100% | 0% | [9 empty] | Jan | 21 | 5 | 2 | TRUE | FALSE | 0 | 0 | 0 | 0 | 0 | 0 | 0 | 0 | 0 | 0 | 0 | 0 | 0 | 0 | 0 | 0 | 0 | 0 | 0 | 0 | 0 | 0 | 0 | 0 | 0 | 0 | 0 | 0 | 0 | 0 | 0 | 0 | 0 | 0 | 0 | 0 | 0 | 0 | 0 | 0 | 0 | 0 | 0 | 0 | 0 | 0 | 0 | 0 | [7 empty] | 9am - 10am | 100% | 5% | 75% | 75% | 25% | 0% | 50% | 50% | 0% | 0% | 75% | 0% | 50% | 0% | 25% | 0% | 75% | 0% | 50% | 50% | 75% | 0% | 0% | 0% | 75% | 0% | 0% | 0% | 25% | 100% | 100% | 20%
|  | <Please select> |  |  |  | <Please select> | [8 empty] | 0 | 0 | 0 | 0 | 0 | 0 | 0 | 0 | 0% | 0 | [6 empty] | Gym |  |  | 7.25 | 14 | 100% | 100% | [9 empty] | Jan | 21 | 6 | 3 | TRUE | TRUE | 7.3529 | 7.3529 | 0 | 0 | 0 | 0 | 0 | 0 | 0 | 0 | 0 | 0 | 0 | 0 | 0 | 0 | 0 | 0 | 0 | 0 | 0 | 0 | 0 | 0 | 0 | 0 | 0 | 0 | 0 | 0 | 0 | 0 | 0 | 0 | 0 | 0 | 0 | 0 | 0 | 0 | 0 | 0 | 0 | 0 | 0 | 0 | 0 | 0 | [7 empty] | 10am - 11am | 100% | 5% | 100% | 100% | 75% | 0% | 50% | 50% | 0% | 25% | 100% | 0% | 100% | 0% | 75% | 0% | 100% | 0% | 100% | 100% | 100% | 0% | 100% | 0% | 100% | 0% | 0% | 0% | 0% | 100% | 100% | 20%
|  | <Please select> |  |  |  | <Please select> | [8 empty] | 0 | 0 | 0 | 0 | 0 | 0 | 0 | 0 | 0% | 0 | [6 empty] | Hotel |  |  | 10.25 | 10.25 | 100% | 100% | [9 empty] | Jan | 21 | 7 | 4 | TRUE | FALSE | 0 | 0 | 0 | 0 | 0 | 0 | 0 | 0 | 0 | 0 | 0 | 0 | 0 | 0 | 0 | 0 | 0 | 0 | 0 | 0 | 0 | 0 | 0 | 0 | 0 | 0 | 0 | 0 | 0 | 0 | 0 | 0 | 0 | 0 | 0 | 0 | 0 | 0 | 0 | 0 | 0 | 0 | 0 | 0 | 0 | 0 | 0 | 0 | [7 empty] | 11am - 12pm | 100% | 5% | 100% | 100% | 100% | 0% | 50% | 50% | 0% | 25% | 100% | 0% | 100% | 0% | 100% | 0% | 100% | 0% | 100% | 100% | 100% | 0% | 100% | 0% | 100% | 0% | 0% | 0% | 0% | 100% | 100% | 20%
|  | <Please select> |  |  |  | <Please select> | [8 empty] | 0 | 0 | 0 | 0 | 0 | 0 | 0 | 0 | 0% | 0 | [6 empty] | <User Defined> |  |  | 11.9 | 4.8 | 100% | 20% | [9 empty] | Jan | 21 | 8 | 5 | TRUE | TRUE | 7.3529 | 7.3529 | 0 | 0 | 0 | 0 | 0 | 0 | 0 | 0 | 0 | 0 | 0 | 0 | 0 | 0 | 0 | 0 | 0 | 0 | 0 | 0 | 0 | 0 | 0 | 0 | 0 | 0 | 0 | 0 | 0 | 0 | 0 | 0 | 0 | 0 | 0 | 0 | 0 | 0 | 0 | 0 | 0 | 0 | 0 | 0 | 0 | 0 | [7 empty] | 12pm - 1pm | 100% | 5% | 50% | 50% | 100% | 0% | 100% | 100% | 25% | 25% | 75% | 0% | 100% | 0% | 100% | 0% | 50% | 0% | 100% | 100% | 75% | 0% | 100% | 0% | 75% | 0% | 0% | 0% | 25% | 100% | 100% | 20%
| 0 | [13 empty] | 0 | 0 | 0 | 0 | 0 | 0 | 0 | 0 | 0% | 0 | [22 empty] | Jan | 21 | 9 | 6 | FALSE | FALSE | 0 | 0 | 0 | 0 | 0 | 0 | 0 | 0 | 0 | 0 | 0 | 0 | 0 | 0 | 0 | 0 | 0 | 0 | 0 | 0 | 0 | 0 | 0 | 0 | 0 | 0 | 0 | 0 | 0 | 0 | 0 | 0 | 0 | 0 | 0 | 0 | 0 | 0 | 0 | 0 | 0 | 0 | 0 | 0 | 0 | 0 | 0 | 0 | [7 empty] | 1pm - 2pm | 100% | 5% | 50% | 50% | 50% | 0% | 100% | 100% | 100% | 25% | 75% | 0% | 75% | 0% | 50% | 0% | 50% | 0% | 75% | 75% | 75% | 0% | 100% | 0% | 75% | 0% | 0% | 0% | 100% | 100% | 100% | 20%
[15 empty] | 0 | 0 | 0 | 0 | 0 | 0 | 0 | 0 | 0% | 0 | [22 empty] | Jan | 21 | 10 | 7 | FALSE | TRUE | 7.3529 | 7.3529 | 0 | 0 | 0 | 0 | 0 | 0 | 0 | 0 | 0 | 0 | 0 | 0 | 0 | 0 | 0 | 0 | 0 | 0 | 0 | 0 | 0 | 0 | 0 | 0 | 0 | 0 | 0 | 0 | 0 | 0 | 0 | 0 | 0 | 0 | 0 | 0 | 0 | 0 | 0 | 0 | 0 | 0 | 0 | 0 | 0 | 0 | [7 empty] | 2pm - 3pm | 100% | 5% | 100% | 100% | 50% | 0% | 50% | 50% | 100% | 25% | 100% | 0% | 75% | 0% | 50% | 0% | 100% | 0% | 75% | 75% | 100% | 0% | 100% | 0% | 100% | 0% | 0% | 0% | 100% | 100% | 100% | 20%
STEP 1b - Please provide information regarding the building location | [18 empty] | Total | 0 |  |  |  | 0 | [22 empty] | Jan | 21 | 11 | 1 | TRUE | FALSE | 0 | 0 | 0 | 0 | 0 | 0 | 0 | 0 | 0 | 0 | 0 | 0 | 0 | 0 | 0 | 0 | 0 | 0 | 0 | 0 | 0 | 0 | 0 | 0 | 0 | 0 | 0 | 0 | 0 | 0 | 0 | 0 | 0 | 0 | 0 | 0 | 0 | 0 | 0 | 0 | 0 | 0 | 0 | 0 | 0 | 0 | 0 | 0 | [7 empty] | 3pm - 4pm | 100% | 5% | 100% | 100% | 100% | 0% | 25% | 25% | 75% | 25% | 100% | 0% | 100% | 0% | 100% | 0% | 100% | 0% | 100% | 100% | 100% | 0% | 100% | 0% | 100% | 0% | 0% | 0% | 50% | 100% | 100% | 20%
Select building location |  | Johannesburg | [44 empty] | Jan | 21 | 12 | 2 | TRUE | TRUE | 7.3529 | 7.3529 | 0 | 0 | 0 | 0 | 0 | 0 | 0 | 0 | 0 | 0 | 0 | 0 | 0 | 0 | 0 | 0 | 0 | 0 | 0 | 0 | 0 | 0 | 0 | 0 | 0 | 0 | 0 | 0 | 0 | 0 | 0 | 0 | 0 | 0 | 0 | 0 | 0 | 0 | 0 | 0 | 0 | 0 | 0 | 0 | 0 | 0 | [7 empty] | 4pm - 5pm | 100% | 5% | 50% | 50% | 100% | 0% | 25% | 25% | 0% | 25% | 100% | 0% | 100% | 0% | 100% | 0% | 50% | 0% | 100% | 100% | 100% | 0% | 100% | 0% | 100% | 0% | 0% | 0% | 0% | 100% | 100% | 20%
SANS 204 climatic region |  | Zone 1 - Cold Interior | [44 empty] | Jan | 21 | 13 | 3 | TRUE | FALSE | 0 | 0 | 0 | 0 | 0 | 0 | 0 | 0 | 0 | 0 | 0 | 0 | 0 | 0 | 0 | 0 | 0 | 0 | 0 | 0 | 0 | 0 | 0 | 0 | 0 | 0 | 0 | 0 | 0 | 0 | 0 | 0 | 0 | 0 | 0 | 0 | 0 | 0 | 0 | 0 | 0 | 0 | 0 | 0 | 0 | 0 | 0 | 0 | [7 empty] | 5pm - 6pm | 50% | 0% | 50% | 50% | 50% | 0% | 25% | 25% | 0% | 25% | 75% | 0% | 100% | 0% | 50% | 0% | 50% | 0% | 100% | 100% | 75% | 0% | 100% | 0% | 75% | 0% | 0% | 0% | 0% | 100% | 50% | 20%
[47 empty] | Jan | 21 | 14 | 4 | TRUE | TRUE | 7.3529 | 7.3529 | 0 | 0 | 0 | 0 | 0 | 0 | 0 | 0 | 0 | 0 | 0 | 0 | 0 | 0 | 0 | 0 | 0 | 0 | 0 | 0 | 0 | 0 | 0 | 0 | 0 | 0 | 0 | 0 | 0 | 0 | 0 | 0 | 0 | 0 | 0 | 0 | 0 | 0 | 0 | 0 | 0 | 0 | 0 | 0 | 0 | 0 | [7 empty] | 6pm - 7pm | 15% | 0% | 0% | 0% | 50% | 0% | 50% | 50% | 0% | 0% | 0% | 0% | 50% | 0% | 50% | 0% | 0% | 0% | 50% | 50% | 0% | 0% | 0% | 0% | 0% | 0% | 0% | 0% | 50% | 100% | 20% | 20%
|  | Average rainfall | # rainy days | [12 empty] | Number of days in week | (based on 2010) | [29 empty] | Jan | 21 | 15 | 5 | TRUE | FALSE | 0 | 0 | 0 | 0 | 0 | 0 | 0 | 0 | 0 | 0 | 0 | 0 | 0 | 0 | 0 | 0 | 0 | 0 | 0 | 0 | 0 | 0 | 0 | 0 | 0 | 0 | 0 | 0 | 0 | 0 | 0 | 0 | 0 | 0 | 0 | 0 | 0 | 0 | 0 | 0 | 0 | 0 | 0 | 0 | 0 | 0 | 0 | 0 | [7 empty] | 7pm - 8pm | 5% | 0% | 0% | 0% | 0% | 0% | 100% | 100% | 0% | 0% | 0% | 0% | 25% | 0% | 0% | 0% | 0% | 0% | 25% | 25% | 0% | 0% | 0% | 0% | 0% | 0% | 0% | 0% | 100% | 100% | 20% | 20%
|  | (mm/month) | (days per month) | [14 empty] | Jan | Feb | Mar | Apr | May | Jun | Jul | Aug | Sep | Oct | Nov | Dec | Total | [16 empty] | Jan | 21 | 16 | 6 | FALSE | TRUE | 7.3529 | 7.3529 | 0 | 0 | 0 | 0 | 0 | 0 | 0 | 0 | 0 | 0 | 0 | 0 | 0 | 0 | 0 | 0 | 0 | 0 | 0 | 0 | 0 | 0 | 0 | 0 | 0 | 0 | 0 | 0 | 0 | 0 | 0 | 0 | 0 | 0 | 0 | 0 | 0 | 0 | 0 | 0 | 0 | 0 | 0 | 0 | 0 | 0 | [7 empty] | 8pm - 9pm | 5% | 0% | 0% | 0% | 0% | 0% | 100% | 100% | 0% | 0% | 0% | 0% | 0% | 0% | 0% | 0% | 0% | 0% | 0% | 0% | 0% | 0% | 0% | 0% | 0% | 0% | 0% | 0% | 100% | 100% | 20% | 20%
| January | 125 | 17 | [13 empty] | Total days in month | 31 | 28 | 31 | 30 | 31 | 30 | 31 | 31 | 30 | 31 | 30 | 31 | - | [16 empty] | Jan | 21 | 17 | 7 | FALSE | FALSE | 0 | 0 | 0 | 0 | 0 | 0 | 0 | 0 | 0 | 0 | 0 | 0 | 0 | 0 | 0 | 0 | 0 | 0 | 0 | 0 | 0 | 0 | 0 | 0 | 0 | 0 | 0 | 0 | 0 | 0 | 0 | 0 | 0 | 0 | 0 | 0 | 0 | 0 | 0 | 0 | 0 | 0 | 0 | 0 | 0 | 0 | 0 | 0 | [7 empty] | 9pm - 10pm | 0% | 0% | 0% | 0% | 0% | 0% | 100% | 100% | 0% | 0% | 0% | 0% | 0% | 0% | 0% | 0% | 0% | 0% | 0% | 0% | 0% | 0% | 0% | 0% | 0% | 0% | 25% | 25% | 50% | 100% | 20% | 20%
| February | 90 | 13 | [9 empty] | vlookup column index |  |  | # peak days | Weekends in month | 5 | 4 | 4 | 4 | 5 | 4 | 5 | 4 | 4 | 5 | 4 | 4 | - | [16 empty] | Jan | 21 | 18 | 1 | TRUE | TRUE | 7.3529 | 7.3529 | 0 | 0 | 0 | 0 | 0 | 0 | 0 | 0 | 0 | 0 | 0 | 0 | 0 | 0 | 0 | 0 | 0 | 0 | 0 | 0 | 0 | 0 | 0 | 0 | 0 | 0 | 0 | 0 | 0 | 0 | 0 | 0 | 0 | 0 | 0 | 0 | 0 | 0 | 0 | 0 | 0 | 0 | 0 | 0 | 0 | 0 | [7 empty] | 10pm - 11pm | 0% | 0% | 0% | 0% | 0% | 0% | 50% | 50% | 0% | 0% | 0% | 0% | 0% | 0% | 0% | 0% | 0% | 0% | 0% | 0% | 0% | 0% | 0% | 0% | 0% | 0% | 75% | 75% | 0% | 0% | 20% | 20%
| March | 91 | 13 | [9 empty] | 3 |  |  | 5 | 5 day week | 21 | 20 | 23 | 22 | 21 | 22 | 21 | 23 | 22 | 21 | 22 | 23 | 261 | [16 empty] | Jan | 21 | 19 | 2 | TRUE | FALSE | 0 | 0 | 0 | 0 | 0 | 0 | 0 | 0 | 0 | 0 | 0 | 0 | 0 | 0 | 0 | 0 | 0 | 0 | 0 | 0 | 0 | 0 | 0 | 0 | 0 | 0 | 0 | 0 | 0 | 0 | 0 | 0 | 0 | 0 | 0 | 0 | 0 | 0 | 0 | 0 | 0 | 0 | 0 | 0 | 0 | 0 | 0 | 0 | [7 empty] | 11pm - 12am | 0% | 0% | 0% | 0% | 0% | 0% | 0% | 0% | 0% | 0% | 0% | 0% | 0% | 0% | 0% | 0% | 0% | 0% | 0% | 0% | 0% | 0% | 0% | 0% | 0% | 0% | 100% | 100% | 0% | 0% | 20% | 20%
| April | 54 | 7 | [9 empty] | 4 |  |  | 6 | 6 day week | 26 | 24 | 27 | 26 | 26 | 26 | 26 | 27 | 26 | 26 | 26 | 27 | 313 | [16 empty] | Jan | 21 | 20 | 3 | TRUE | TRUE | 7.3529 | 7.3529 | 0 | 0 | 0 | 0 | 0 | 0 | 0 | 0 | 0 | 0 | 0 | 0 | 0 | 0 | 0 | 0 | 0 | 0 | 0 | 0 | 0 | 0 | 0 | 0 | 0 | 0 | 0 | 0 | 0 | 0 | 0 | 0 | 0 | 0 | 0 | 0 | 0 | 0 | 0 | 0 | 0 | 0 | 0 | 0 | 0 | 0 | [7 empty] | Daily occupancy (person hours per day) | 9.5 | 0.45 | 7.1 | 7.1 | 7.1 | 0 | 9.25 | 9.25 | 3 | 2 | 8 | 0 | 9 | 0 | 7.1 | 0 | 7.1 | 0 | 9 | 9 | 8 | 0 | 8 | 0 | 8 | 0 | 10.25 | 10.25 | 7.25 | 14 | 11.9 | 4.8
| May | 13 | 2 | [9 empty] | 5 |  |  | 7 | 7day week | 31 | 28 | 31 | 30 | 31 | 30 | 31 | 31 | 30 | 31 | 30 | 31 | 365 | [16 empty] | Jan | 21 | 21 | 4 | TRUE | FALSE | 0 | 0 | 0 | 0 | 0 | 0 | 0 | 0 | 0 | 0 | 0 | 0 | 0 | 0 | 0 | 0 | 0 | 0 | 0 | 0 | 0 | 0 | 0 | 0 | 0 | 0 | 0 | 0 | 0 | 0 | 0 | 0 | 0 | 0 | 0 | 0 | 0 | 0 | 0 | 0 | 0 | 0 | 0 | 0 | 0 | 0 | 0 | 0 | [7 empty] | Maximum occupancy | 100% | 5% | 100% | 100% | 100% | 0% | 100% | 100% | 100% | 25% | 100% | 0% | 100% | 0% | 100% | 0% | 100% | 0% | 100% | 100% | 100% | 0% | 100% | 0% | 100% | 0% | 100% | 100% | 100% | 100% | 100% | 20%
| June | 9 | 1 | [9 empty] | 6 | [33 empty] | Jan | 21 | 22 | 5 | TRUE | TRUE | 7.3529 | 7.3529 | 0 | 0 | 0 | 0 | 0 | 0 | 0 | 0 | 0 | 0 | 0 | 0 | 0 | 0 | 0 | 0 | 0 | 0 | 0 | 0 | 0 | 0 | 0 | 0 | 0 | 0 | 0 | 0 | 0 | 0 | 0 | 0 | 0 | 0 | 0 | 0 | 0 | 0 | 0 | 0 | 0 | 0 | 0 | 0 | 0 | 0
| July | 4 | 1 | [9 empty] | 7 | [33 empty] | Jan | 21 | 23 | 6 | FALSE | FALSE | 0 | 0 | 0 | 0 | 0 | 0 | 0 | 0 | 0 | 0 | 0 | 0 | 0 | 0 | 0 | 0 | 0 | 0 | 0 | 0 | 0 | 0 | 0 | 0 | 0 | 0 | 0 | 0 | 0 | 0 | 0 | 0 | 0 | 0 | 0 | 0 | 0 | 0 | 0 | 0 | 0 | 0 | 0 | 0 | 0 | 0 | 0 | 0
| August | 6 | 1 | [9 empty] | 8 | [33 empty] | Jan | 21 | 24 | 7 | FALSE | TRUE | 7.3529 | 7.3529 | 0 | 0 | 0 | 0 | 0 | 0 | 0 | 0 | 0 | 0 | 0 | 0 | 0 | 0 | 0 | 0 | 0 | 0 | 0 | 0 | 0 | 0 | 0 | 0 | 0 | 0 | 0 | 0 | 0 | 0 | 0 | 0 | 0 | 0 | 0 | 0 | 0 | 0 | 0 | 0 | 0 | 0 | 0 | 0 | 0 | 0
| September | 27 | 4 | [9 empty] | 9 | [33 empty] | Jan | 21 | 25 | 1 | TRUE | FALSE | 0 | 0 | 0 | 0 | 0 | 0 | 0 | 0 | 0 | 0 | 0 | 0 | 0 | 0 | 0 | 0 | 0 | 0 | 0 | 0 | 0 | 0 | 0 | 0 | 0 | 0 | 0 | 0 | 0 | 0 | 0 | 0 | 0 | 0 | 0 | 0 | 0 | 0 | 0 | 0 | 0 | 0 | 0 | 0 | 0 | 0 | 0 | 0
| October | 72 | 10 | [9 empty] | 10 | [33 empty] | Jan | 21 | 26 | 2 | TRUE | TRUE | 7.3529 | 7.3529 | 0 | 0 | 0 | 0 | 0 | 0 | 0 | 0 | 0 | 0 | 0 | 0 | 0 | 0 | 0 | 0 | 0 | 0 | 0 | 0 | 0 | 0 | 0 | 0 | 0 | 0 | 0 | 0 | 0 | 0 | 0 | 0 | 0 | 0 | 0 | 0 | 0 | 0 | 0 | 0 | 0 | 0 | 0 | 0 | 0 | 0
| November | 117 | 15 | [9 empty] | 11 | [33 empty] | Jan | 21 | 27 | 3 | TRUE | FALSE | 0 | 0 | 0 | 0 | 0 | 0 | 0 | 0 | 0 | 0 | 0 | 0 | 0 | 0 | 0 | 0 | 0 | 0 | 0 | 0 | 0 | 0 | 0 | 0 | 0 | 0 | 0 | 0 | 0 | 0 | 0 | 0 | 0 | 0 | 0 | 0 | 0 | 0 | 0 | 0 | 0 | 0 | 0 | 0 | 0 | 0 | 0 | 0
| December | 105 | 15 | [9 empty] | 12 | [33 empty] | Jan | 21 | 28 | 4 | TRUE | TRUE | 7.3529 | 7.3529 | 0 | 0 | 0 | 0 | 0 | 0 | 0 | 0 | 0 | 0 | 0 | 0 | 0 | 0 | 0 | 0 | 0 | 0 | 0 | 0 | 0 | 0 | 0 | 0 | 0 | 0 | 0 | 0 | 0 | 0 | 0 | 0 | 0 | 0 | 0 | 0 | 0 | 0 | 0 | 0 | 0 | 0 | 0 | 0 | 0 | 0
| Total | 713 | 99 | [9 empty] | 13 | [33 empty] | Jan | 21 | 29 | 5 | TRUE | FALSE | 0 | 0 | 0 | 0 | 0 | 0 | 0 | 0 | 0 | 0 | 0 | 0 | 0 | 0 | 0 | 0 | 0 | 0 | 0 | 0 | 0 | 0 | 0 | 0 | 0 | 0 | 0 | 0 | 0 | 0 | 0 | 0 | 0 | 0 | 0 | 0 | 0 | 0 | 0 | 0 | 0 | 0 | 0 | 0 | 0 | 0 | 0 | 0
[13 empty] | 14 | [33 empty] | Jan | 21 | 30 | 6 | FALSE | TRUE | 7.3529 | 7.3529 | 0 | 0 | 0 | 0 | 0 | 0 | 0 | 0 | 0 | 0 | 0 | 0 | 0 | 0 | 0 | 0 | 0 | 0 | 0 | 0 | 0 | 0 | 0 | 0 | 0 | 0 | 0 | 0 | 0 | 0 | 0 | 0 | 0 | 0 | 0 | 0 | 0 | 0 | 0 | 0 | 0 | 0 | 0 | 0 | 0 | 0
[13 empty] | 15 | [33 empty] | Jan | 21 | 31 | 7 | FALSE | FALSE | 0 | 14.7059 | 0 | 0 | 0 | 0 | 0 | 0 | 0 | 0 | 0 | 0 | 0 | 0 | 0 | 0 | 0 | 0 | 0 | 0 | 0 | 0 | 0 | 0 | 0 | 0 | 0 | 0 | 0 | 0 | 0 | 0 | 0 | 0 | 0 | 0 | 0 | 0 | 0 | 0 | 0 | 0 | 0 | 0 | 0 | 0 | 0 | 0
[47 empty] | Feb | 20 | 1 | 1 | TRUE | FALSE | 0 | 0 | 0 | 0 | 0 | 0 | 0 | 0 | 0 | 0 | 0 | 0 | 0 | 0 | 0 | 0 | 0 | 0 | 0 | 0 | 0 | 0 | 0 | 0 | 0 | 0 | 0 | 0 | 0 | 0 | 0 | 0 | 0 | 0 | 0 | 0 | 0 | 0 | 0 | 0 | 0 | 0 | 0 | 0 | 0 | 0 | 0 | 0
Water Demand | [46 empty] | Feb | 20 | 2 | 2 | TRUE | TRUE | 6.9231 | 6.9231 | 0 | 0 | 0 | 0 | 0 | 0 | 0 | 0 | 0 | 0 | 0 | 0 | 0 | 0 | 0 | 0 | 0 | 0 | 0 | 0 | 0 | 0 | 0 | 0 | 0 | 0 | 0 | 0 | 0 | 0 | 0 | 0 | 0 | 0 | 0 | 0 | 0 | 0 | 0 | 0 | 0 | 0 | 0 | 0 | 0 | 0
Occupant Amenity Water | [46 empty] | Feb | 20 | 3 | 3 | TRUE | FALSE | 0 | 0 | 0 | 0 | 0 | 0 | 0 | 0 | 0 | 0 | 0 | 0 | 0 | 0 | 0 | 0 | 0 | 0 | 0 | 0 | 0 | 0 | 0 | 0 | 0 | 0 | 0 | 0 | 0 | 0 | 0 | 0 | 0 | 0 | 0 | 0 | 0 | 0 | 0 | 0 | 0 | 0 | 0 | 0 | 0 | 0 | 0 | 0
STEP 2a - Please provide information regarding the indoor fittings installed in the building | [46 empty] | Feb | 20 | 4 | 4 | TRUE | TRUE | 6.9231 | 6.9231 | 0 | 0 | 0 | 0 | 0 | 0 | 0 | 0 | 0 | 0 | 0 | 0 | 0 | 0 | 0 | 0 | 0 | 0 | 0 | 0 | 0 | 0 | 0 | 0 | 0 | 0 | 0 | 0 | 0 | 0 | 0 | 0 | 0 | 0 | 0 | 0 | 0 | 0 | 0 | 0 | 0 | 0 | 0 | 0 | 0 | 0
[47 empty] | Feb | 20 | 5 | 5 | TRUE | FALSE | 0 | 0 | 0 | 0 | 0 | 0 | 0 | 0 | 0 | 0 | 0 | 0 | 0 | 0 | 0 | 0 | 0 | 0 | 0 | 0 | 0 | 0 | 0 | 0 | 0 | 0 | 0 | 0 | 0 | 0 | 0 | 0 | 0 | 0 | 0 | 0 | 0 | 0 | 0 | 0 | 0 | 0 | 0 | 0 | 0 | 0 | 0 | 0
WC | [13 empty] | Person-hours per year |  | 0 |  | Jan: Actual Building; May: Notional Building | [17 empty] | Feb | 20 | 6 | 6 | FALSE | TRUE | 6.9231 | 6.9231 | 0 | 0 | 0 | 0 | 0 | 0 | 0 | 0 | 0 | 0 | 0 | 0 | 0 | 0 | 0 | 0 | 0 | 0 | 0 | 0 | 0 | 0 | 0 | 0 | 0 | 0 | 0 | 0 | 0 | 0 | 0 | 0 | 0 | 0 | 0 | 0 | 0 | 0 | 0 | 0 | 0 | 0 | 0 | 0 | 0 | 0
Type |  |  | Flow rate (litres/flush) | % of each type | [11 empty] | Uses per person-hour | Uses per year | Duration per use (min) | Litres/min | Litres per use | Demand per year | Duration per use (min) | Litres/min | Litres per use | Demand per year | [21 empty] | Feb | 20 | 7 | 7 | FALSE | FALSE | 0 | 0 | 0 | 0 | 0 | 0 | 0 | 0 | 0 | 0 | 0 | 0 | 0 | 0 | 0 | 0 | 0 | 0 | 0 | 0 | 0 | 0 | 0 | 0 | 0 | 0 | 0 | 0 | 0 | 0 | 0 | 0 | 0 | 0 | 0 | 0 | 0 | 0 | 0 | 0 | 0 | 0 | 0 | 0 | 0 | 0 | 0 | 0 |  | Fitting consumption | Uses per day (based on 9.5hr workday) | Uses per person-hour | Duration per use (s)
Toilet 1 |  |  |  | 100% | [42 empty] | Feb | 20 | 8 | 1 | TRUE | TRUE | 6.9231 | 6.9231 | 0 | 0 | 0 | 0 | 0 | 0 | 0 | 0 | 0 | 0 | 0 | 0 | 0 | 0 | 0 | 0 | 0 | 0 | 0 | 0 | 0 | 0 | 0 | 0 | 0 | 0 | 0 | 0 | 0 | 0 | 0 | 0 | 0 | 0 | 0 | 0 | 0 | 0 | 0 | 0 | 0 | 0 | 0 | 0 | 0 | 0 | Toilet - no urinal (l/flush) | 5.5 | 2.3 | 0.24211 | - | bar: Jan to Aug
Toilet 2 | [13 empty] | Toilet |  | 0.13684 | 0 | n/a | n/a | 0 | 0 | n/a | n/a | 5.5 | 0 | [21 empty] | Feb | 20 | 9 | 2 | TRUE | FALSE | 0 | 0 | 0 | 0 | 0 | 0 | 0 | 0 | 0 | 0 | 0 | 0 | 0 | 0 | 0 | 0 | 0 | 0 | 0 | 0 | 0 | 0 | 0 | 0 | 0 | 0 | 0 | 0 | 0 | 0 | 0 | 0 | 0 | 0 | 0 | 0 | 0 | 0 | 0 | 0 | 0 | 0 | 0 | 0 | 0 | 0 | 0 | 0 | Toilet with urinal (l/flush) | 5.5 | 1.3 | 0.13684 | -
Toilet 3 | [13 empty] | Urinal |  | 0.10526 | 0 | n/a | n/a | 0 | 0 | n/a | n/a | 2.5 | 0 | [21 empty] | Feb | 20 | 10 | 3 | TRUE | TRUE | 6.9231 | 6.9231 | 0 | 0 | 0 | 0 | 0 | 0 | 0 | 0 | 0 | 0 | 0 | 0 | 0 | 0 | 0 | 0 | 0 | 0 | 0 | 0 | 0 | 0 | 0 | 0 | 0 | 0 | 0 | 0 | 0 | 0 | 0 | 0 | 0 | 0 | 0 | 0 | 0 | 0 | 0 | 0 | 0 | 0 | 0 | 0 | 0 | 0 | Urinal (l/flush) | 2.5 | 1 | 0.10526 | -
Toilet 4 | [11 empty] | Please complete for 100% of fittings |  | Urinals - autoflush |  |  | 0 | Jan: n/a; Feb: n/a; Mar: 0; Apr: 0 | [17 empty] | Feb | 20 | 11 | 4 | TRUE | FALSE | 0 | 0 | 0 | 0 | 0 | 0 | 0 | 0 | 0 | 0 | 0 | 0 | 0 | 0 | 0 | 0 | 0 | 0 | 0 | 0 | 0 | 0 | 0 | 0 | 0 | 0 | 0 | 0 | 0 | 0 | 0 | 0 | 0 | 0 | 0 | 0 | 0 | 0 | 0 | 0 | 0 | 0 | 0 | 0 | 0 | 0 | 0 | 0 | Taps (l/min) | 16
|  |  |  | 100% | [7 empty] | Toilet usage adjusted accordingly |  | Taps |  | 0.26316 | 0 | Jan: Calculated using table below; Mar: 0; Apr: 0; May: 0.15; Jun: 16; Jul: 2.4; Aug: 0 | [17 empty] | Feb | 20 | 12 | 5 | TRUE | TRUE | 6.9231 | 6.9231 | 0 | 0 | 0 | 0 | 0 | 0 | 0 | 0 | 0 | 0 | 0 | 0 | 0 | 0 | 0 | 0 | 0 | 0 | 0 | 0 | 0 | 0 | 0 | 0 | 0 | 0 | 0 | 0 | 0 | 0 | 0 | 0 | 0 | 0 | 0 | 0 | 0 | 0 | 0 | 0 | 0 | 0 | 0 | 0 | 0 | 0 | <Please select> |  |  |  | 0
[14 empty] | Showers |  |  | 0 | 5 | 0 | 0 | 0 | 5 | 16 | 80 | 0 | [21 empty] | Feb | 20 | 13 | 6 | FALSE | FALSE | 0 | 0 | 0 | 0 | 0 | 0 | 0 | 0 | 0 | 0 | 0 | 0 | 0 | 0 | 0 | 0 | 0 | 0 | 0 | 0 | 0 | 0 | 0 | 0 | 0 | 0 | 0 | 0 | 0 | 0 | 0 | 0 | 0 | 0 | 0 | 0 | 0 | 0 | 0 | 0 | 0 | 0 | 0 | 0 | 0 | 0 | 0 | 0 | Manual WHB/Sink tap |  | 2.5 | 0.26316 | 9
Notional Building Predicted Consumption (m3 / year) |  |  |  | 0 | [42 empty] | Feb | 20 | 14 | 7 | FALSE | TRUE | 6.9231 | 6.9231 | 0 | 0 | 0 | 0 | 0 | 0 | 0 | 0 | 0 | 0 | 0 | 0 | 0 | 0 | 0 | 0 | 0 | 0 | 0 | 0 | 0 | 0 | 0 | 0 | 0 | 0 | 0 | 0 | 0 | 0 | 0 | 0 | 0 | 0 | 0 | 0 | 0 | 0 | 0 | 0 | 0 | 0 | 0 | 0 | 0 | 0 | Timed WHB/Sink tap |  | 2.5 | 0.26316 | 7
[47 empty] | Feb | 20 | 15 | 1 | TRUE | FALSE | 0 | 0 | 0 | 0 | 0 | 0 | 0 | 0 | 0 | 0 | 0 | 0 | 0 | 0 | 0 | 0 | 0 | 0 | 0 | 0 | 0 | 0 | 0 | 0 | 0 | 0 | 0 | 0 | 0 | 0 | 0 | 0 | 0 | 0 | 0 | 0 | 0 | 0 | 0 | 0 | 0 | 0 | 0 | 0 | 0 | 0 | 0 | 0 | PIR WHB / Sink tap |  | 2.5 | 0.26316 | 6
Urinals | [46 empty] | Feb | 20 | 16 | 2 | TRUE | TRUE | 6.9231 | 6.9231 | 0 | 0 | 0 | 0 | 0 | 0 | 0 | 0 | 0 | 0 | 0 | 0 | 0 | 0 | 0 | 0 | 0 | 0 | 0 | 0 | 0 | 0 | 0 | 0 | 0 | 0 | 0 | 0 | 0 | 0 | 0 | 0 | 0 | 0 | 0 | 0 | 0 | 0 | 0 | 0 | 0 | 0 | 0 | 0 | 0 | 0 | Shower (l/min) | 16 | 0 or 0.03 |  | 300
Are urinals installed in the building? |  | Yes | [44 empty] | Feb | 20 | 17 | 3 | TRUE | FALSE | 0 | 0 | 0 | 0 | 0 | 0 | 0 | 0 | 0 | 0 | 0 | 0 | 0 | 0 | 0 | 0 | 0 | 0 | 0 | 0 | 0 | 0 | 0 | 0 | 0 | 0 | 0 | 0 | 0 | 0 | 0 | 0 | 0 | 0 | 0 | 0 | 0 | 0 | 0 | 0 | 0 | 0 | 0 | 0 | 0 | 0 | 0 | 0 | Kitchen | -
Type - Manually flushed urinals |  |  | Flow rate (litres/flush) | % of each type | [42 empty] | Feb | 20 | 18 | 4 | TRUE | TRUE | 6.9231 | 6.9231 | 0 | 0 | 0 | 0 | 0 | 0 | 0 | 0 | 0 | 0 | 0 | 0 | 0 | 0 | 0 | 0 | 0 | 0 | 0 | 0 | 0 | 0 | 0 | 0 | 0 | 0 | 0 | 0 | 0 | 0 | 0 | 0 | 0 | 0 | 0 | 0 | 0 | 0 | 0 | 0 | 0 | 0 | 0 | 0 | 0 | 0 | Dishwasher | -
Urinal 1 |  |  |  | 100% | [42 empty] | Feb | 20 | 19 | 5 | TRUE | FALSE | 0 | 0 | 0 | 0 | 0 | 0 | 0 | 0 | 0 | 0 | 0 | 0 | 0 | 0 | 0 | 0 | 0 | 0 | 0 | 0 | 0 | 0 | 0 | 0 | 0 | 0 | 0 | 0 | 0 | 0 | 0 | 0 | 0 | 0 | 0 | 0 | 0 | 0 | 0 | 0 | 0 | 0 | 0 | 0 | 0 | 0 | 0 | 0 | Laundry | -
Urinal 2 | [46 empty] | Feb | 20 | 20 | 6 | FALSE | TRUE | 6.9231 | 6.9231 | 0 | 0 | 0 | 0 | 0 | 0 | 0 | 0 | 0 | 0 | 0 | 0 | 0 | 0 | 0 | 0 | 0 | 0 | 0 | 0 | 0 | 0 | 0 | 0 | 0 | 0 | 0 | 0 | 0 | 0 | 0 | 0 | 0 | 0 | 0 | 0 | 0 | 0 | 0 | 0 | 0 | 0 | 0 | 0 | 0 | 0
Urinal 3 | [46 empty] | Feb | 20 | 21 | 7 | FALSE | FALSE | 0 | 0 | 0 | 0 | 0 | 0 | 0 | 0 | 0 | 0 | 0 | 0 | 0 | 0 | 0 | 0 | 0 | 0 | 0 | 0 | 0 | 0 | 0 | 0 | 0 | 0 | 0 | 0 | 0 | 0 | 0 | 0 | 0 | 0 | 0 | 0 | 0 | 0 | 0 | 0 | 0 | 0 | 0 | 0 | 0 | 0 | 0 | 0 | Percentage of occupants who use shower
Urinal 4 | [46 empty] | Feb | 20 | 22 | 1 | TRUE | TRUE | 6.9231 | 6.9231 | 0 | 0 | 0 | 0 | 0 | 0 | 0 | 0 | 0 | 0 | 0 | 0 | 0 | 0 | 0 | 0 | 0 | 0 | 0 | 0 | 0 | 0 | 0 | 0 | 0 | 0 | 0 | 0 | 0 | 0 | 0 | 0 | 0 | 0 | 0 | 0 | 0 | 0 | 0 | 0 | 0 | 0 | 0 | 0 | 0 | 0 | <Please select> | 0%
Urinals on Auto-timer | Flushes per day | No. of cisterns | Flow rate (litres/flush) | % of each type | [42 empty] | Feb | 20 | 23 | 2 | TRUE | FALSE | 0 | 0 | 0 | 0 | 0 | 0 | 0 | 0 | 0 | 0 | 0 | 0 | 0 | 0 | 0 | 0 | 0 | 0 | 0 | 0 | 0 | 0 | 0 | 0 | 0 | 0 | 0 | 0 | 0 | 0 | 0 | 0 | 0 | 0 | 0 | 0 | 0 | 0 | 0 | 0 | 0 | 0 | 0 | 0 | 0 | 0 | 0 | 0 | No showers installed | 0%
Type 1 | [46 empty] | Feb | 20 | 24 | 3 | TRUE | TRUE | 6.9231 | 6.9231 | 0 | 0 | 0 | 0 | 0 | 0 | 0 | 0 | 0 | 0 | 0 | 0 | 0 | 0 | 0 | 0 | 0 | 0 | 0 | 0 | 0 | 0 | 0 | 0 | 0 | 0 | 0 | 0 | 0 | 0 | 0 | 0 | 0 | 0 | 0 | 0 | 0 | 0 | 0 | 0 | 0 | 0 | 0 | 0 | 0 | 0 | No significant gym or cyclist facilities | 3%
Type 2 | [46 empty] | Feb | 20 | 25 | 4 | TRUE | FALSE | 0 | 0 | 0 | 0 | 0 | 0 | 0 | 0 | 0 | 0 | 0 | 0 | 0 | 0 | 0 | 0 | 0 | 0 | 0 | 0 | 0 | 0 | 0 | 0 | 0 | 0 | 0 | 0 | 0 | 0 | 0 | 0 | 0 | 0 | 0 | 0 | 0 | 0 | 0 | 0 | 0 | 0 | 0 | 0 | 0 | 0 | 0 | 0 | Cyclist facilities for 3% of Occupants | 3%
|  |  |  | 100% | [42 empty] | Feb | 20 | 26 | 5 | TRUE | TRUE | 6.9231 | 6.9231 | 0 | 0 | 0 | 0 | 0 | 0 | 0 | 0 | 0 | 0 | 0 | 0 | 0 | 0 | 0 | 0 | 0 | 0 | 0 | 0 | 0 | 0 | 0 | 0 | 0 | 0 | 0 | 0 | 0 | 0 | 0 | 0 | 0 | 0 | 0 | 0 | 0 | 0 | 0 | 0 | 0 | 0 | 0 | 0 | 0 | 0 | Cyclist Facilities for 6% of Occupants | 6%
[47 empty] | Feb | 20 | 27 | 6 | FALSE | FALSE | 0 | 0 | 0 | 0 | 0 | 0 | 0 | 0 | 0 | 0 | 0 | 0 | 0 | 0 | 0 | 0 | 0 | 0 | 0 | 0 | 0 | 0 | 0 | 0 | 0 | 0 | 0 | 0 | 0 | 0 | 0 | 0 | 0 | 0 | 0 | 0 | 0 | 0 | 0 | 0 | 0 | 0 | 0 | 0 | 0 | 0 | 0 | 0 | Gym area (80% usage) | 80%
Notional Building Predicted Consumption (m3 / year) |  |  |  | 0 | [42 empty] | Feb | 20 | 28 | 7 | FALSE | TRUE | 6.9231 | 0 | 0 | 0 | 0 | 0 | 0 | 0 | 0 | 0 | 0 | 0 | 0 | 0 | 0 | 0 | 0 | 0 | 0 | 0 | 0 | 0 | 0 | 0 | 0 | 0 | 0 | 0 | 0 | 0 | 0 | 0 | 0 | 0 | 0 | 0 | 0 | 0 | 0 | 0 | 0 | 0 | 0 | 0 | 0 | 0 | 0 | 0 | Hotel (100% usage) | 100%
[47 empty] | Mar | 23 | 1 | 1 | TRUE | FALSE | 0 | 0 | 0 | 0 | 0 | 0 | 0 | 0 | 0 | 0 | 0 | 0 | 0 | 0 | 0 | 0 | 0 | 0 | 0 | 0 | 0 | 0 | 0 | 0 | 0 | 0 | 0 | 0 | 0 | 0 | 0 | 0 | 0 | 0 | 0 | 0 | 0 | 0 | 0 | 0 | 0 | 0 | 0 | 0 | 0 | 0 | 0 | 0
Indoor taps | [11 empty] | Tap input verification - Check that "Controls" were entered, otherwise flowrate is not included in total | [34 empty] | Mar | 23 | 2 | 2 | TRUE | TRUE | 7 | 7 | 0 | 0 | 0 | 0 | 0 | 0 | 0 | 0 | 0 | 0 | 0 | 0 | 0 | 0 | 0 | 0 | 0 | 0 | 0 | 0 | 0 | 0 | 0 | 0 | 0 | 0 | 0 | 0 | 0 | 0 | 0 | 0 | 0 | 0 | 0 | 0 | 0 | 0 | 0 | 0 | 0 | 0 | 0 | 0 | 0 | 0
Type |  | Controls | Flow rate (litres/min) | % of each type | [7 empty] | Flow rate entered | Controls entered | ERROR |  |  |  | Feb: Duration per use (min) | [17 empty] | Mar | 23 | 3 | 3 | TRUE | FALSE | 0 | 0 | 0 | 0 | 0 | 0 | 0 | 0 | 0 | 0 | 0 | 0 | 0 | 0 | 0 | 0 | 0 | 0 | 0 | 0 | 0 | 0 | 0 | 0 | 0 | 0 | 0 | 0 | 0 | 0 | 0 | 0 | 0 | 0 | 0 | 0 | 0 | 0 | 0 | 0 | 0 | 0 | 0 | 0 | 0 | 0 | 0 | 0
Indoor tap 1 |  | Manual WHB/Sink tap |  | 100% | [7 empty] | 0 | 1 | 1 |  |  |  | Feb: 0.15 | [17 empty] | Mar | 23 | 4 | 4 | TRUE | TRUE | 7 | 7 | 0 | 0 | 0 | 0 | 0 | 0 | 0 | 0 | 0 | 0 | 0 | 0 | 0 | 0 | 0 | 0 | 0 | 0 | 0 | 0 | 0 | 0 | 0 | 0 | 0 | 0 | 0 | 0 | 0 | 0 | 0 | 0 | 0 | 0 | 0 | 0 | 0 | 0 | 0 | 0 | 0 | 0 | 0 | 0 | 0 | 0
Indoor tap 2 | [11 empty] | 0 | 0 | 0 |  |  |  | Feb: 0 | [17 empty] | Mar | 23 | 5 | 5 | TRUE | FALSE | 0 | 0 | 0 | 0 | 0 | 0 | 0 | 0 | 0 | 0 | 0 | 0 | 0 | 0 | 0 | 0 | 0 | 0 | 0 | 0 | 0 | 0 | 0 | 0 | 0 | 0 | 0 | 0 | 0 | 0 | 0 | 0 | 0 | 0 | 0 | 0 | 0 | 0 | 0 | 0 | 0 | 0 | 0 | 0 | 0 | 0 | 0 | 0
Indoor tap 3 | [11 empty] | 0 | 0 | 0 |  |  |  | Feb: 0 | [17 empty] | Mar | 23 | 6 | 6 | FALSE | TRUE | 7 | 7 | 0 | 0 | 0 | 0 | 0 | 0 | 0 | 0 | 0 | 0 | 0 | 0 | 0 | 0 | 0 | 0 | 0 | 0 | 0 | 0 | 0 | 0 | 0 | 0 | 0 | 0 | 0 | 0 | 0 | 0 | 0 | 0 | 0 | 0 | 0 | 0 | 0 | 0 | 0 | 0 | 0 | 0 | 0 | 0 | 0 | 0
Indoor tap 4 | [11 empty] | 0 | 0 | 0 |  |  |  | Feb: 0 | [17 empty] | Mar | 23 | 7 | 7 | FALSE | FALSE | 0 | 0 | 0 | 0 | 0 | 0 | 0 | 0 | 0 | 0 | 0 | 0 | 0 | 0 | 0 | 0 | 0 | 0 | 0 | 0 | 0 | 0 | 0 | 0 | 0 | 0 | 0 | 0 | 0 | 0 | 0 | 0 | 0 | 0 | 0 | 0 | 0 | 0 | 0 | 0 | 0 | 0 | 0 | 0 | 0 | 0 | 0 | 0
|  |  |  | 100% | Please specify flow rate and controls for each different indoor tap type | [41 empty] | Mar | 23 | 8 | 1 | TRUE | TRUE | 7 | 7 | 0 | 0 | 0 | 0 | 0 | 0 | 0 | 0 | 0 | 0 | 0 | 0 | 0 | 0 | 0 | 0 | 0 | 0 | 0 | 0 | 0 | 0 | 0 | 0 | 0 | 0 | 0 | 0 | 0 | 0 | 0 | 0 | 0 | 0 | 0 | 0 | 0 | 0 | 0 | 0 | 0 | 0 | 0 | 0 | 0 | 0
[12 empty] | Please specify flow rate and controls for each different indoor tap type | [34 empty] | Mar | 23 | 9 | 2 | TRUE | FALSE | 0 | 0 | 0 | 0 | 0 | 0 | 0 | 0 | 0 | 0 | 0 | 0 | 0 | 0 | 0 | 0 | 0 | 0 | 0 | 0 | 0 | 0 | 0 | 0 | 0 | 0 | 0 | 0 | 0 | 0 | 0 | 0 | 0 | 0 | 0 | 0 | 0 | 0 | 0 | 0 | 0 | 0 | 0 | 0 | 0 | 0 | 0 | 0
Notional Building Predicted Consumption (m3 / year) |  |  |  | 0 | [42 empty] | Mar | 23 | 10 | 3 | TRUE | TRUE | 7 | 7 | 0 | 0 | 0 | 0 | 0 | 0 | 0 | 0 | 0 | 0 | 0 | 0 | 0 | 0 | 0 | 0 | 0 | 0 | 0 | 0 | 0 | 0 | 0 | 0 | 0 | 0 | 0 | 0 | 0 | 0 | 0 | 0 | 0 | 0 | 0 | 0 | 0 | 0 | 0 | 0 | 0 | 0 | 0 | 0 | 0 | 0
[47 empty] | Mar | 23 | 11 | 4 | TRUE | FALSE | 0 | 0 | 0 | 0 | 0 | 0 | 0 | 0 | 0 | 0 | 0 | 0 | 0 | 0 | 0 | 0 | 0 | 0 | 0 | 0 | 0 | 0 | 0 | 0 | 0 | 0 | 0 | 0 | 0 | 0 | 0 | 0 | 0 | 0 | 0 | 0 | 0 | 0 | 0 | 0 | 0 | 0 | 0 | 0 | 0 | 0 | 0 | 0
Showers | [46 empty] | Mar | 23 | 12 | 5 | TRUE | TRUE | 7 | 7 | 0 | 0 | 0 | 0 | 0 | 0 | 0 | 0 | 0 | 0 | 0 | 0 | 0 | 0 | 0 | 0 | 0 | 0 | 0 | 0 | 0 | 0 | 0 | 0 | 0 | 0 | 0 | 0 | 0 | 0 | 0 | 0 | 0 | 0 | 0 | 0 | 0 | 0 | 0 | 0 | 0 | 0 | 0 | 0 | 0 | 0
[5 empty] | ERROR: PLEASE SELECT SHOWER USAGE | [6 empty] | No shower usage selected, but there are occupants | [34 empty] | Mar | 23 | 13 | 6 | FALSE | FALSE | 0 | 0 | 0 | 0 | 0 | 0 | 0 | 0 | 0 | 0 | 0 | 0 | 0 | 0 | 0 | 0 | 0 | 0 | 0 | 0 | 0 | 0 | 0 | 0 | 0 | 0 | 0 | 0 | 0 | 0 | 0 | 0 | 0 | 0 | 0 | 0 | 0 | 0 | 0 | 0 | 0 | 0 | 0 | 0 | 0 | 0 | 0 | 0
Type |  |  | Flow rate (litres/min) | % of each type | [7 empty] | FALSE | [34 empty] | Mar | 23 | 14 | 7 | FALSE | TRUE | 7 | 7 | 0 | 0 | 0 | 0 | 0 | 0 | 0 | 0 | 0 | 0 | 0 | 0 | 0 | 0 | 0 | 0 | 0 | 0 | 0 | 0 | 0 | 0 | 0 | 0 | 0 | 0 | 0 | 0 | 0 | 0 | 0 | 0 | 0 | 0 | 0 | 0 | 0 | 0 | 0 | 0 | 0 | 0 | 0 | 0 | 0 | 0
Shower 1 |  |  |  |  | ERROR: SHOWER FLOW RATES HAVE BEEN ENTERED, BUT NO OCCUPANTS HAVE ACCESS TO SHOWER UNDER BUIDLING INPUTS. PLEASE CHECK 'BUILDING INFORMATION INPUT' | [6 empty] | Number of occupants with access to shower defined | [34 empty] | Mar | 23 | 15 | 1 | TRUE | FALSE | 0 | 0 | 0 | 0 | 0 | 0 | 0 | 0 | 0 | 0 | 0 | 0 | 0 | 0 | 0 | 0 | 0 | 0 | 0 | 0 | 0 | 0 | 0 | 0 | 0 | 0 | 0 | 0 | 0 | 0 | 0 | 0 | 0 | 0 | 0 | 0 | 0 | 0 | 0 | 0 | 0 | 0 | 0 | 0 | 0 | 0 | 0 | 0
Shower 2 | [11 empty] | FALSE | [34 empty] | Mar | 23 | 16 | 2 | TRUE | TRUE | 7 | 7 | 0 | 0 | 0 | 0 | 0 | 0 | 0 | 0 | 0 | 0 | 0 | 0 | 0 | 0 | 0 | 0 | 0 | 0 | 0 | 0 | 0 | 0 | 0 | 0 | 0 | 0 | 0 | 0 | 0 | 0 | 0 | 0 | 0 | 0 | 0 | 0 | 0 | 0 | 0 | 0 | 0 | 0 | 0 | 0 | 0 | 0
Shower 3 | [46 empty] | Mar | 23 | 17 | 3 | TRUE | FALSE | 0 | 0 | 0 | 0 | 0 | 0 | 0 | 0 | 0 | 0 | 0 | 0 | 0 | 0 | 0 | 0 | 0 | 0 | 0 | 0 | 0 | 0 | 0 | 0 | 0 | 0 | 0 | 0 | 0 | 0 | 0 | 0 | 0 | 0 | 0 | 0 | 0 | 0 | 0 | 0 | 0 | 0 | 0 | 0 | 0 | 0 | 0 | 0
Please complete for 100% of fittings |  |  |  | 0% | [42 empty] | Mar | 23 | 18 | 4 | TRUE | TRUE | 7 | 7 | 0 | 0 | 0 | 0 | 0 | 0 | 0 | 0 | 0 | 0 | 0 | 0 | 0 | 0 | 0 | 0 | 0 | 0 | 0 | 0 | 0 | 0 | 0 | 0 | 0 | 0 | 0 | 0 | 0 | 0 | 0 | 0 | 0 | 0 | 0 | 0 | 0 | 0 | 0 | 0 | 0 | 0 | 0 | 0 | 0 | 0
[47 empty] | Mar | 23 | 19 | 5 | TRUE | FALSE | 0 | 0 | 0 | 0 | 0 | 0 | 0 | 0 | 0 | 0 | 0 | 0 | 0 | 0 | 0 | 0 | 0 | 0 | 0 | 0 | 0 | 0 | 0 | 0 | 0 | 0 | 0 | 0 | 0 | 0 | 0 | 0 | 0 | 0 | 0 | 0 | 0 | 0 | 0 | 0 | 0 | 0 | 0 | 0 | 0 | 0 | 0 | 0
Notional Building Predicted Consumption (m3 / year) |  |  |  | 0 | [42 empty] | Mar | 23 | 20 | 6 | FALSE | TRUE | 7 | 7 | 0 | 0 | 0 | 0 | 0 | 0 | 0 | 0 | 0 | 0 | 0 | 0 | 0 | 0 | 0 | 0 | 0 | 0 | 0 | 0 | 0 | 0 | 0 | 0 | 0 | 0 | 0 | 0 | 0 | 0 | 0 | 0 | 0 | 0 | 0 | 0 | 0 | 0 | 0 | 0 | 0 | 0 | 0 | 0 | 0 | 0
[47 empty] | Mar | 23 | 21 | 7 | FALSE | FALSE | 0 | 0 | 0 | 0 | 0 | 0 | 0 | 0 | 0 | 0 | 0 | 0 | 0 | 0 | 0 | 0 | 0 | 0 | 0 | 0 | 0 | 0 | 0 | 0 | 0 | 0 | 0 | 0 | 0 | 0 | 0 | 0 | 0 | 0 | 0 | 0 | 0 | 0 | 0 | 0 | 0 | 0 | 0 | 0 | 0 | 0 | 0 | 0
[47 empty] | Mar | 23 | 22 | 1 | TRUE | TRUE | 7 | 7 | 0 | 0 | 0 | 0 | 0 | 0 | 0 | 0 | 0 | 0 | 0 | 0 | 0 | 0 | 0 | 0 | 0 | 0 | 0 | 0 | 0 | 0 | 0 | 0 | 0 | 0 | 0 | 0 | 0 | 0 | 0 | 0 | 0 | 0 | 0 | 0 | 0 | 0 | 0 | 0 | 0 | 0 | 0 | 0 | 0 | 0
Summary of occupant amenity water consumption | [46 empty] | Mar | 23 | 23 | 2 | TRUE | FALSE | 0 | 0 | 0 | 0 | 0 | 0 | 0 | 0 | 0 | 0 | 0 | 0 | 0 | 0 | 0 | 0 | 0 | 0 | 0 | 0 | 0 | 0 | 0 | 0 | 0 | 0 | 0 | 0 | 0 | 0 | 0 | 0 | 0 | 0 | 0 | 0 | 0 | 0 | 0 | 0 | 0 | 0 | 0 | 0 | 0 | 0 | 0 | 0
[47 empty] | Mar | 23 | 24 | 3 | TRUE | TRUE | 7 | 7 | 0 | 0 | 0 | 0 | 0 | 0 | 0 | 0 | 0 | 0 | 0 | 0 | 0 | 0 | 0 | 0 | 0 | 0 | 0 | 0 | 0 | 0 | 0 | 0 | 0 | 0 | 0 | 0 | 0 | 0 | 0 | 0 | 0 | 0 | 0 | 0 | 0 | 0 | 0 | 0 | 0 | 0 | 0 | 0 | 0 | 0
|  | Notional Building | [44 empty] | Mar | 23 | 25 | 4 | TRUE | FALSE | 0 | 0 | 0 | 0 | 0 | 0 | 0 | 0 | 0 | 0 | 0 | 0 | 0 | 0 | 0 | 0 | 0 | 0 | 0 | 0 | 0 | 0 | 0 | 0 | 0 | 0 | 0 | 0 | 0 | 0 | 0 | 0 | 0 | 0 | 0 | 0 | 0 | 0 | 0 | 0 | 0 | 0 | 0 | 0 | 0 | 0 | 0 | 0
|  | (m3 per year) | [44 empty] | Mar | 23 | 26 | 5 | TRUE | TRUE | 7 | 7 | 0 | 0 | 0 | 0 | 0 | 0 | 0 | 0 | 0 | 0 | 0 | 0 | 0 | 0 | 0 | 0 | 0 | 0 | 0 | 0 | 0 | 0 | 0 | 0 | 0 | 0 | 0 | 0 | 0 | 0 | 0 | 0 | 0 | 0 | 0 | 0 | 0 | 0 | 0 | 0 | 0 | 0 | 0 | 0 | 0 | 0
WC |  | 0 | [44 empty] | Mar | 23 | 27 | 6 | FALSE | FALSE | 0 | 0 | 0 | 0 | 0 | 0 | 0 | 0 | 0 | 0 | 0 | 0 | 0 | 0 | 0 | 0 | 0 | 0 | 0 | 0 | 0 | 0 | 0 | 0 | 0 | 0 | 0 | 0 | 0 | 0 | 0 | 0 | 0 | 0 | 0 | 0 | 0 | 0 | 0 | 0 | 0 | 0 | 0 | 0 | 0 | 0 | 0 | 0
Urinals |  | 0 | [44 empty] | Mar | 23 | 28 | 7 | FALSE | TRUE | 7 | 0 | 0 | 0 | 0 | 0 | 0 | 0 | 0 | 0 | 0 | 0 | 0 | 0 | 0 | 0 | 0 | 0 | 0 | 0 | 0 | 0 | 0 | 0 | 0 | 0 | 0 | 0 | 0 | 0 | 0 | 0 | 0 | 0 | 0 | 0 | 0 | 0 | 0 | 0 | 0 | 0 | 0 | 0 | 0 | 0 | 0 | 0
Indoor taps |  | 0 | [44 empty] | Mar | 23 | 29 | 1 | TRUE | FALSE | 0 | 0 | 0 | 0 | 0 | 0 | 0 | 0 | 0 | 0 | 0 | 0 | 0 | 0 | 0 | 0 | 0 | 0 | 0 | 0 | 0 | 0 | 0 | 0 | 0 | 0 | 0 | 0 | 0 | 0 | 0 | 0 | 0 | 0 | 0 | 0 | 0 | 0 | 0 | 0 | 0 | 0 | 0 | 0 | 0 | 0 | 0 | 0
Showers |  | 0 | [44 empty] | Mar | 23 | 30 | 2 | TRUE | TRUE | 7 | 0 | 0 | 0 | 0 | 0 | 0 | 0 | 0 | 0 | 0 | 0 | 0 | 0 | 0 | 0 | 0 | 0 | 0 | 0 | 0 | 0 | 0 | 0 | 0 | 0 | 0 | 0 | 0 | 0 | 0 | 0 | 0 | 0 | 0 | 0 | 0 | 0 | 0 | 0 | 0 | 0 | 0 | 0 | 0 | 0 | 0 | 0
|  | 0 | [44 empty] | Mar | 23 | 31 | 3 | TRUE | FALSE | 0 | 0 | 0 | 0 | 0 | 0 | 0 | 0 | 0 | 0 | 0 | 0 | 0 | 0 | 0 | 0 | 0 | 0 | 0 | 0 | 0 | 0 | 0 | 0 | 0 | 0 | 0 | 0 | 0 | 0 | 0 | 0 | 0 | 0 | 0 | 0 | 0 | 0 | 0 | 0 | 0 | 0 | 0 | 0 | 0 | 0 | 0 | 0
[47 empty] | Apr | 22 | 1 | 4 | TRUE | FALSE | 0 | 0 | 0 | 0 | 0 | 0 | 0 | 0 | 0 | 0 | 0 | 0 | 0 | 0 | 0 | 0 | 0 | 0 | 0 | 0 | 0 | 0 | 0 | 0 | 0 | 0 | 0 | 0 | 0 | 0 | 0 | 0 | 0 | 0 | 0 | 0 | 0 | 0 | 0 | 0 | 0 | 0 | 0 | 0 | 0 | 0 | 0 | 0
[47 empty] | Apr | 22 | 2 | 5 | TRUE | FALSE | 0 | 0 | 0 | 0 | 0 | 0 | 0 | 0 | 0 | 0 | 0 | 0 | 0 | 0 | 0 | 0 | 0 | 0 | 0 | 0 | 0 | 0 | 0 | 0 | 0 | 0 | 0 | 0 | 0 | 0 | 0 | 0 | 0 | 0 | 0 | 0 | 0 | 0 | 0 | 0 | 0 | 0 | 0 | 0 | 0 | 0 | 0 | 0
[47 empty] | Apr | 22 | 3 | 6 | FALSE | FALSE | 0 | 0 | 0 | 0 | 0 | 0 | 0 | 0 | 0 | 0 | 0 | 0 | 0 | 0 | 0 | 0 | 0 | 0 | 0 | 0 | 0 | 0 | 0 | 0 | 0 | 0 | 0 | 0 | 0 | 0 | 0 | 0 | 0 | 0 | 0 | 0 | 0 | 0 | 0 | 0 | 0 | 0 | 0 | 0 | 0 | 0 | 0 | 0
[47 empty] | Apr | 22 | 4 | 7 | FALSE | TRUE | 7.7143 | 7.7143 | 0 | 0 | 0 | 0 | 0 | 0 | 0 | 0 | 0 | 0 | 0 | 0 | 0 | 0 | 0 | 0 | 0 | 0 | 0 | 0 | 0 | 0 | 0 | 0 | 0 | 0 | 0 | 0 | 0 | 0 | 0 | 0 | 0 | 0 | 0 | 0 | 0 | 0 | 0 | 0 | 0 | 0 | 0 | 0 | 0 | 0
[47 empty] | Apr | 22 | 5 | 1 | TRUE | FALSE | 0 | 0 | 0 | 0 | 0 | 0 | 0 | 0 | 0 | 0 | 0 | 0 | 0 | 0 | 0 | 0 | 0 | 0 | 0 | 0 | 0 | 0 | 0 | 0 | 0 | 0 | 0 | 0 | 0 | 0 | 0 | 0 | 0 | 0 | 0 | 0 | 0 | 0 | 0 | 0 | 0 | 0 | 0 | 0 | 0 | 0 | 0 | 0
[47 empty] | Apr | 22 | 6 | 2 | TRUE | FALSE | 0 | 0 | 0 | 0 | 0 | 0 | 0 | 0 | 0 | 0 | 0 | 0 | 0 | 0 | 0 | 0 | 0 | 0 | 0 | 0 | 0 | 0 | 0 | 0 | 0 | 0 | 0 | 0 | 0 | 0 | 0 | 0 | 0 | 0 | 0 | 0 | 0 | 0 | 0 | 0 | 0 | 0 | 0 | 0 | 0 | 0 | 0 | 0
[47 empty] | Apr | 22 | 7 | 3 | TRUE | FALSE | 0 | 0 | 0 | 0 | 0 | 0 | 0 | 0 | 0 | 0 | 0 | 0 | 0 | 0 | 0 | 0 | 0 | 0 | 0 | 0 | 0 | 0 | 0 | 0 | 0 | 0 | 0 | 0 | 0 | 0 | 0 | 0 | 0 | 0 | 0 | 0 | 0 | 0 | 0 | 0 | 0 | 0 | 0 | 0 | 0 | 0 | 0 | 0
[47 empty] | Apr | 22 | 8 | 4 | TRUE | TRUE | 7.7143 | 7.7143 | 0 | 0 | 0 | 0 | 0 | 0 | 0 | 0 | 0 | 0 | 0 | 0 | 0 | 0 | 0 | 0 | 0 | 0 | 0 | 0 | 0 | 0 | 0 | 0 | 0 | 0 | 0 | 0 | 0 | 0 | 0 | 0 | 0 | 0 | 0 | 0 | 0 | 0 | 0 | 0 | 0 | 0 | 0 | 0 | 0 | 0
[47 empty] | Apr | 22 | 9 | 5 | TRUE | FALSE | 0 | 0 | 0 | 0 | 0 | 0 | 0 | 0 | 0 | 0 | 0 | 0 | 0 | 0 | 0 | 0 | 0 | 0 | 0 | 0 | 0 | 0 | 0 | 0 | 0 | 0 | 0 | 0 | 0 | 0 | 0 | 0 | 0 | 0 | 0 | 0 | 0 | 0 | 0 | 0 | 0 | 0 | 0 | 0 | 0 | 0 | 0 | 0
[47 empty] | Apr | 22 | 10 | 6 | FALSE | FALSE | 0 | 0 | 0 | 0 | 0 | 0 | 0 | 0 | 0 | 0 | 0 | 0 | 0 | 0 | 0 | 0 | 0 | 0 | 0 | 0 | 0 | 0 | 0 | 0 | 0 | 0 | 0 | 0 | 0 | 0 | 0 | 0 | 0 | 0 | 0 | 0 | 0 | 0 | 0 | 0 | 0 | 0 | 0 | 0 | 0 | 0 | 0 | 0
[47 empty] | Apr | 22 | 11 | 7 | FALSE | FALSE | 0 | 0 | 0 | 0 | 0 | 0 | 0 | 0 | 0 | 0 | 0 | 0 | 0 | 0 | 0 | 0 | 0 | 0 | 0 | 0 | 0 | 0 | 0 | 0 | 0 | 0 | 0 | 0 | 0 | 0 | 0 | 0 | 0 | 0 | 0 | 0 | 0 | 0 | 0 | 0 | 0 | 0 | 0 | 0 | 0 | 0 | 0 | 0
[47 empty] | Apr | 22 | 12 | 1 | TRUE | TRUE | 7.7143 | 7.7143 | 0 | 0 | 0 | 0 | 0 | 0 | 0 | 0 | 0 | 0 | 0 | 0 | 0 | 0 | 0 | 0 | 0 | 0 | 0 | 0 | 0 | 0 | 0 | 0 | 0 | 0 | 0 | 0 | 0 | 0 | 0 | 0 | 0 | 0 | 0 | 0 | 0 | 0 | 0 | 0 | 0 | 0 | 0 | 0 | 0 | 0
[47 empty] | Apr | 22 | 13 | 2 | TRUE | FALSE | 0 | 0 | 0 | 0 | 0 | 0 | 0 | 0 | 0 | 0 | 0 | 0 | 0 | 0 | 0 | 0 | 0 | 0 | 0 | 0 | 0 | 0 | 0 | 0 | 0 | 0 | 0 | 0 | 0 | 0 | 0 | 0 | 0 | 0 | 0 | 0 | 0 | 0 | 0 | 0 | 0 | 0 | 0 | 0 | 0 | 0 | 0 | 0
[47 empty] | Apr | 22 | 14 | 3 | TRUE | FALSE | 0 | 0 | 0 | 0 | 0 | 0 | 0 | 0 | 0 | 0 | 0 | 0 | 0 | 0 | 0 | 0 | 0 | 0 | 0 | 0 | 0 | 0 | 0 | 0 | 0 | 0 | 0 | 0 | 0 | 0 | 0 | 0 | 0 | 0 | 0 | 0 | 0 | 0 | 0 | 0 | 0 | 0 | 0 | 0 | 0 | 0 | 0 | 0
[47 empty] | Apr | 22 | 15 | 4 | TRUE | FALSE | 0 | 0 | 0 | 0 | 0 | 0 | 0 | 0 | 0 | 0 | 0 | 0 | 0 | 0 | 0 | 0 | 0 | 0 | 0 | 0 | 0 | 0 | 0 | 0 | 0 | 0 | 0 | 0 | 0 | 0 | 0 | 0 | 0 | 0 | 0 | 0 | 0 | 0 | 0 | 0 | 0 | 0 | 0 | 0 | 0 | 0 | 0 | 0
[47 empty] | Apr | 22 | 16 | 5 | TRUE | TRUE | 7.7143 | 7.7143 | 0 | 0 | 0 | 0 | 0 | 0 | 0 | 0 | 0 | 0 | 0 | 0 | 0 | 0 | 0 | 0 | 0 | 0 | 0 | 0 | 0 | 0 | 0 | 0 | 0 | 0 | 0 | 0 | 0 | 0 | 0 | 0 | 0 | 0 | 0 | 0 | 0 | 0 | 0 | 0 | 0 | 0 | 0 | 0 | 0 | 0
[47 empty] | Apr | 22 | 17 | 6 | FALSE | FALSE | 0 | 0 | 0 | 0 | 0 | 0 | 0 | 0 | 0 | 0 | 0 | 0 | 0 | 0 | 0 | 0 | 0 | 0 | 0 | 0 | 0 | 0 | 0 | 0 | 0 | 0 | 0 | 0 | 0 | 0 | 0 | 0 | 0 | 0 | 0 | 0 | 0 | 0 | 0 | 0 | 0 | 0 | 0 | 0 | 0 | 0 | 0 | 0
[47 empty] | Apr | 22 | 18 | 7 | FALSE | FALSE | 0 | 0 | 0 | 0 | 0 | 0 | 0 | 0 | 0 | 0 | 0 | 0 | 0 | 0 | 0 | 0 | 0 | 0 | 0 | 0 | 0 | 0 | 0 | 0 | 0 | 0 | 0 | 0 | 0 | 0 | 0 | 0 | 0 | 0 | 0 | 0 | 0 | 0 | 0 | 0 | 0 | 0 | 0 | 0 | 0 | 0 | 0 | 0
[47 empty] | Apr | 22 | 19 | 1 | TRUE | FALSE | 0 | 0 | 0 | 0 | 0 | 0 | 0 | 0 | 0 | 0 | 0 | 0 | 0 | 0 | 0 | 0 | 0 | 0 | 0 | 0 | 0 | 0 | 0 | 0 | 0 | 0 | 0 | 0 | 0 | 0 | 0 | 0 | 0 | 0 | 0 | 0 | 0 | 0 | 0 | 0 | 0 | 0 | 0 | 0 | 0 | 0 | 0 | 0
[47 empty] | Apr | 22 | 20 | 2 | TRUE | TRUE | 7.7143 | 7.7143 | 0 | 0 | 0 | 0 | 0 | 0 | 0 | 0 | 0 | 0 | 0 | 0 | 0 | 0 | 0 | 0 | 0 | 0 | 0 | 0 | 0 | 0 | 0 | 0 | 0 | 0 | 0 | 0 | 0 | 0 | 0 | 0 | 0 | 0 | 0 | 0 | 0 | 0 | 0 | 0 | 0 | 0 | 0 | 0 | 0 | 0
Heat Rejection Water Demand | [46 empty] | Apr | 22 | 21 | 3 | TRUE | FALSE | 0 | 0 | 0 | 0 | 0 | 0 | 0 | 0 | 0 | 0 | 0 | 0 | 0 | 0 | 0 | 0 | 0 | 0 | 0 | 0 | 0 | 0 | 0 | 0 | 0 | 0 | 0 | 0 | 0 | 0 | 0 | 0 | 0 | 0 | 0 | 0 | 0 | 0 | 0 | 0 | 0 | 0 | 0 | 0 | 0 | 0 | 0 | 0
STEP 2b - Please provide information regarding Heat Rejection water demand in the building. | [46 empty] | Apr | 22 | 22 | 4 | TRUE | FALSE | 0 | 0 | 0 | 0 | 0 | 0 | 0 | 0 | 0 | 0 | 0 | 0 | 0 | 0 | 0 | 0 | 0 | 0 | 0 | 0 | 0 | 0 | 0 | 0 | 0 | 0 | 0 | 0 | 0 | 0 | 0 | 0 | 0 | 0 | 0 | 0 | 0 | 0 | 0 | 0 | 0 | 0 | 0 | 0 | 0 | 0 | 0 | 0
[12 empty] | Data Validation | [34 empty] | Apr | 22 | 23 | 5 | TRUE | FALSE | 0 | 0 | 0 | 0 | 0 | 0 | 0 | 0 | 0 | 0 | 0 | 0 | 0 | 0 | 0 | 0 | 0 | 0 | 0 | 0 | 0 | 0 | 0 | 0 | 0 | 0 | 0 | 0 | 0 | 0 | 0 | 0 | 0 | 0 | 0 | 0 | 0 | 0 | 0 | 0 | 0 | 0 | 0 | 0 | 0 | 0 | 0 | 0 |  | Notional Building
Please enter the area of the project that is air conditioned |  |  |  | m2 | [7 empty] | Water cooled chiller | [34 empty] | Apr | 22 | 24 | 6 | FALSE | TRUE | 7.7143 | 7.7143 | 0 | 0 | 0 | 0 | 0 | 0 | 0 | 0 | 0 | 0 | 0 | 0 | 0 | 0 | 0 | 0 | 0 | 0 | 0 | 0 | 0 | 0 | 0 | 0 | 0 | 0 | 0 | 0 | 0 | 0 | 0 | 0 | 0 | 0 | 0 | 0 | 0 | 0 | 0 | 0 | 0 | 0 | 0 | 0 | 0 | 0 | Drift Co-efficient | 0.003% | ASHRAE 2008 HVAC Systems and Equipment S39.11 SI - Cooling Towers (TC 8.6)
[12 empty] | Air cooled chiller | [34 empty] | Apr | 22 | 25 | 7 | FALSE | FALSE | 0 | 0 | 0 | 0 | 0 | 0 | 0 | 0 | 0 | 0 | 0 | 0 | 0 | 0 | 0 | 0 | 0 | 0 | 0 | 0 | 0 | 0 | 0 | 0 | 0 | 0 | 0 | 0 | 0 | 0 | 0 | 0 | 0 | 0 | 0 | 0 | 0 | 0 | 0 | 0 | 0 | 0 | 0 | 0 | 0 | 0 | 0 | 0 | Condenser Water dT | 5.5 | Industry standard
[6 empty] | Notional Building | [6 empty] | Logical tests | [33 empty] | Apr | 22 | 26 | 1 | TRUE | FALSE | 0 | 0 | 0 | 0 | 0 | 0 | 0 | 0 | 0 | 0 | 0 | 0 | 0 | 0 | 0 | 0 | 0 | 0 | 0 | 0 | 0 | 0 | 0 | 0 | 0 | 0 | 0 | 0 | 0 | 0 | 0 | 0 | 0 | 0 | 0 | 0 | 0 | 0 | 0 | 0 | 0 | 0 | 0 | 0 | 0 | 0 | 0 | 0 | Cycles of conentration | 6 | Eurovent, 9/5, 2nd Edition: 2002, Recommended Code of Practice to Keep Your Cooling System Efficient & Safe
Please select Actual building chiller type |  |  | Water cooled chiller |  |  | Notional Building chiller type | Water cooled chiller |  |  |  |  | Nominated area > 2000 | FALSE | [33 empty] | Apr | 22 | 27 | 2 | TRUE | FALSE | 0 | 0 | 0 | 0 | 0 | 0 | 0 | 0 | 0 | 0 | 0 | 0 | 0 | 0 | 0 | 0 | 0 | 0 | 0 | 0 | 0 | 0 | 0 | 0 | 0 | 0 | 0 | 0 | 0 | 0 | 0 | 0 | 0 | 0 | 0 | 0 | 0 | 0 | 0 | 0 | 0 | 0 | 0 | 0 | 0 | 0 | 0 | 0
Please enter cooling tower characteristics. Refer to the PWC Guide for more details | [5 empty] | Drift Co-efficient | 0.003% |  |  |  |  | Actual cooling towers | TRUE | [33 empty] | Apr | 22 | 28 | 3 | TRUE | TRUE | 7.7143 | 7.7143 | 0 | 0 | 0 | 0 | 0 | 0 | 0 | 0 | 0 | 0 | 0 | 0 | 0 | 0 | 0 | 0 | 0 | 0 | 0 | 0 | 0 | 0 | 0 | 0 | 0 | 0 | 0 | 0 | 0 | 0 | 0 | 0 | 0 | 0 | 0 | 0 | 0 | 0 | 0 | 0 | 0 | 0 | 0 | 0 | 0 | 0 | List of constants
Drift Co-efficient | 3e-05 |  |  |  |  | Condenser Water dT (oC) | 5.5 |  |  |  |  | Actl other water hr | FALSE | [33 empty] | Apr | 22 | 29 | 4 | TRUE | FALSE | 0 | 0 | 0 | 0 | 0 | 0 | 0 | 0 | 0 | 0 | 0 | 0 | 0 | 0 | 0 | 0 | 0 | 0 | 0 | 0 | 0 | 0 | 0 | 0 | 0 | 0 | 0 | 0 | 0 | 0 | 0 | 0 | 0 | 0 | 0 | 0 | 0 | 0 | 0 | 0 | 0 | 0 | 0 | 0 | 0 | 0 | 0 | 0 | Latent heat of vaporisation (kJ/kg) |  | 2256
Condenser Water dT (oC) | 5.5 |  |  |  |  | Cycles of concentration | 6 |  |  |  |  | Conversion factor | 0.9 | [33 empty] | Apr | 22 | 30 | 5 | TRUE | FALSE | 0 | 0 | 0 | 0 | 0 | 0 | 0 | 0 | 0 | 0 | 0 | 0 | 0 | 0 | 0 | 0 | 0 | 0 | 0 | 0 | 0 | 0 | 0 | 0 | 0 | 0 | 0 | 0 | 0 | 0 | 0 | 0 | 0 | 0 | 0 | 0 | 0 | 0 | 0 | 0 | 0 | 0 | 0 | 0 | 0 | 0 | 0 | 0 | Density of water (kg/L) |  | 1
Cycles of concentration | 6 | [45 empty] | May | 21 | 1 | 6 | FALSE | FALSE | 0 | 0 | 0 | 0 | 0 | 0 | 0 | 0 | 0 | 0 | 0 | 0 | 0 | 0 | 0 | 0 | 0 | 0 | 0 | 0 | 0 | 0 | 0 | 0 | 0 | 0 | 0 | 0 | 0 | 0 | 0 | 0 | 0 | 0 | 0 | 0 | 0 | 0 | 0 | 0 | 0 | 0 | 0 | 0 | 0 | 0 | 0 | 0 | Specific heat of water (kJ/LoC) |  | 4.18
[14 empty] | 0:00 |  |  |  | Mar: Notional Building | [17 empty] | May | 21 | 2 | 7 | FALSE | FALSE | 0 | 0 | 0 | 0 | 0 | 0 | 0 | 0 | 0 | 0 | 0 | 0 | 0 | 0 | 0 | 0 | 0 | 0 | 0 | 0 | 0 | 0 | 0 | 0 | 0 | 0 | 0 | 0 | 0 | 0 | 0 | 0 | 0 | 0 | 0 | 0 | 0 | 0 | 0 | 0 | 0 | 0 | 0 | 0 | 0 | 0 | 0 | 0
[7 empty] | Notional Building | [6 empty] | Evaporation (litres) | Drift |  | Bleed (litres) | Jan: Monthly Make-up water (m3); Mar: Evaporation (litres); Apr: Drift; Jun: Bleed (litres); Jul: Monthly Make-up water (m3) | [17 empty] | May | 21 | 3 | 1 | TRUE | FALSE | 0 | 0 | 0 | 0 | 0 | 0 | 0 | 0 | 0 | 0 | 0 | 0 | 0 | 0 | 0 | 0 | 0 | 0 | 0 | 0 | 0 | 0 | 0 | 0 | 0 | 0 | 0 | 0 | 0 | 0 | 0 | 0 | 0 | 0 | 0 | 0 | 0 | 0 | 0 | 0 | 0 | 0 | 0 | 0 | 0 | 0 | 0 | 0
[7 empty] | Heat rejection load (kWh/month) | Monthly make-up water (m3) |  |  |  | Base case water cooled | TRUE |  | Condenser water flow | Drift (litres) |  | Apr: Condenser water flow; May: Drift (litres) | [17 empty] | May | 21 | 4 | 2 | TRUE | FALSE | 0 | 0 | 0 | 0 | 0 | 0 | 0 | 0 | 0 | 0 | 0 | 0 | 0 | 0 | 0 | 0 | 0 | 0 | 0 | 0 | 0 | 0 | 0 | 0 | 0 | 0 | 0 | 0 | 0 | 0 | 0 | 0 | 0 | 0 | 0 | 0 | 0 | 0 | 0 | 0 | 0 | 0 | 0 | 0 | 0 | 0 | 0 | 0
[6 empty] | January |  | 0 |  |  |  |  | Jan | 0 | 0 | 0 | 0 | Jan: 0; Mar: 0; Apr: 0; May: 0; Jun: 0; Jul: 0 | [17 empty] | May | 21 | 5 | 3 | TRUE | FALSE | 0 | 0 | 0 | 0 | 0 | 0 | 0 | 0 | 0 | 0 | 0 | 0 | 0 | 0 | 0 | 0 | 0 | 0 | 0 | 0 | 0 | 0 | 0 | 0 | 0 | 0 | 0 | 0 | 0 | 0 | 0 | 0 | 0 | 0 | 0 | 0 | 0 | 0 | 0 | 0 | 0 | 0 | 0 | 0 | 0 | 0 | 0 | 0
[6 empty] | February |  | 0 |  |  |  |  | Feb | 0 | 0 | 0 | 0 | Jan: 0; Mar: 0; Apr: 0; May: 0; Jun: 0; Jul: 0 | [17 empty] | May | 21 | 6 | 4 | TRUE | FALSE | 0 | 0 | 0 | 0 | 0 | 0 | 0 | 0 | 0 | 0 | 0 | 0 | 0 | 0 | 0 | 0 | 0 | 0 | 0 | 0 | 0 | 0 | 0 | 0 | 0 | 0 | 0 | 0 | 0 | 0 | 0 | 0 | 0 | 0 | 0 | 0 | 0 | 0 | 0 | 0 | 0 | 0 | 0 | 0 | 0 | 0 | 0 | 0
[6 empty] | March |  | 0 |  |  |  |  | Mar | 0 | 0 | 0 | 0 | Jan: 0; Mar: 0; Apr: 0; May: 0; Jun: 0; Jul: 0 | [17 empty] | May | 21 | 7 | 5 | TRUE | FALSE | 0 | 0 | 0 | 0 | 0 | 0 | 0 | 0 | 0 | 0 | 0 | 0 | 0 | 0 | 0 | 0 | 0 | 0 | 0 | 0 | 0 | 0 | 0 | 0 | 0 | 0 | 0 | 0 | 0 | 0 | 0 | 0 | 0 | 0 | 0 | 0 | 0 | 0 | 0 | 0 | 0 | 0 | 0 | 0 | 0 | 0 | 0 | 0
[6 empty] | April |  | 0 |  |  |  |  | Apr | 0 | 0 | 0 | 0 | Jan: 0; Mar: 0; Apr: 0; May: 0; Jun: 0; Jul: 0 | [17 empty] | May | 21 | 8 | 6 | FALSE | FALSE | 0 | 0 | 0 | 0 | 0 | 0 | 0 | 0 | 0 | 0 | 0 | 0 | 0 | 0 | 0 | 0 | 0 | 0 | 0 | 0 | 0 | 0 | 0 | 0 | 0 | 0 | 0 | 0 | 0 | 0 | 0 | 0 | 0 | 0 | 0 | 0 | 0 | 0 | 0 | 0 | 0 | 0 | 0 | 0 | 0 | 0 | 0 | 0
[6 empty] | May |  | 0 |  |  |  |  | May | 0 | 0 | 0 | 0 | Jan: 0; Mar: 0; Apr: 0; May: 0; Jun: 0; Jul: 0 | [17 empty] | May | 21 | 9 | 7 | FALSE | FALSE | 0 | 0 | 0 | 0 | 0 | 0 | 0 | 0 | 0 | 0 | 0 | 0 | 0 | 0 | 0 | 0 | 0 | 0 | 0 | 0 | 0 | 0 | 0 | 0 | 0 | 0 | 0 | 0 | 0 | 0 | 0 | 0 | 0 | 0 | 0 | 0 | 0 | 0 | 0 | 0 | 0 | 0 | 0 | 0 | 0 | 0 | 0 | 0
[6 empty] | June |  | 0 |  |  |  |  | Jun | 0 | 0 | 0 | 0 | Jan: 0; Mar: 0; Apr: 0; May: 0; Jun: 0; Jul: 0 | [17 empty] | May | 21 | 10 | 1 | TRUE | FALSE | 0 | 0 | 0 | 0 | 0 | 0 | 0 | 0 | 0 | 0 | 0 | 0 | 0 | 0 | 0 | 0 | 0 | 0 | 0 | 0 | 0 | 0 | 0 | 0 | 0 | 0 | 0 | 0 | 0 | 0 | 0 | 0 | 0 | 0 | 0 | 0 | 0 | 0 | 0 | 0 | 0 | 0 | 0 | 0 | 0 | 0 | 0 | 0
[6 empty] | July |  | 0 |  |  |  |  | Jul | 0 | 0 | 0 | 0 | Jan: 0; Mar: 0; Apr: 0; May: 0; Jun: 0; Jul: 0 | [17 empty] | May | 21 | 11 | 2 | TRUE | FALSE | 0 | 0 | 0 | 0 | 0 | 0 | 0 | 0 | 0 | 0 | 0 | 0 | 0 | 0 | 0 | 0 | 0 | 0 | 0 | 0 | 0 | 0 | 0 | 0 | 0 | 0 | 0 | 0 | 0 | 0 | 0 | 0 | 0 | 0 | 0 | 0 | 0 | 0 | 0 | 0 | 0 | 0 | 0 | 0 | 0 | 0 | 0 | 0
[6 empty] | August |  | 0 |  |  |  |  | Aug | 0 | 0 | 0 | 0 | Jan: 0; Mar: 0; Apr: 0; May: 0; Jun: 0; Jul: 0 | [17 empty] | May | 21 | 12 | 3 | TRUE | FALSE | 0 | 0 | 0 | 0 | 0 | 0 | 0 | 0 | 0 | 0 | 0 | 0 | 0 | 0 | 0 | 0 | 0 | 0 | 0 | 0 | 0 | 0 | 0 | 0 | 0 | 0 | 0 | 0 | 0 | 0 | 0 | 0 | 0 | 0 | 0 | 0 | 0 | 0 | 0 | 0 | 0 | 0 | 0 | 0 | 0 | 0 | 0 | 0
[6 empty] | September |  | 0 |  |  |  |  | Sep | 0 | 0 | 0 | 0 | Jan: 0; Mar: 0; Apr: 0; May: 0; Jun: 0; Jul: 0 | [17 empty] | May | 21 | 13 | 4 | TRUE | FALSE | 0 | 0 | 0 | 0 | 0 | 0 | 0 | 0 | 0 | 0 | 0 | 0 | 0 | 0 | 0 | 0 | 0 | 0 | 0 | 0 | 0 | 0 | 0 | 0 | 0 | 0 | 0 | 0 | 0 | 0 | 0 | 0 | 0 | 0 | 0 | 0 | 0 | 0 | 0 | 0 | 0 | 0 | 0 | 0 | 0 | 0 | 0 | 0
[6 empty] | October |  | 0 |  |  |  |  | Oct | 0 | 0 | 0 | 0 | Jan: 0; Mar: 0; Apr: 0; May: 0; Jun: 0; Jul: 0 | [17 empty] | May | 21 | 14 | 5 | TRUE | FALSE | 0 | 0 | 0 | 0 | 0 | 0 | 0 | 0 | 0 | 0 | 0 | 0 | 0 | 0 | 0 | 0 | 0 | 0 | 0 | 0 | 0 | 0 | 0 | 0 | 0 | 0 | 0 | 0 | 0 | 0 | 0 | 0 | 0 | 0 | 0 | 0 | 0 | 0 | 0 | 0 | 0 | 0 | 0 | 0 | 0 | 0 | 0 | 0
[6 empty] | November |  | 0 |  |  |  |  | Nov | 0 | 0 | 0 | 0 | Jan: 0; Mar: 0; Apr: 0; May: 0; Jun: 0; Jul: 0 | [17 empty] | May | 21 | 15 | 6 | FALSE | FALSE | 0 | 0 | 0 | 0 | 0 | 0 | 0 | 0 | 0 | 0 | 0 | 0 | 0 | 0 | 0 | 0 | 0 | 0 | 0 | 0 | 0 | 0 | 0 | 0 | 0 | 0 | 0 | 0 | 0 | 0 | 0 | 0 | 0 | 0 | 0 | 0 | 0 | 0 | 0 | 0 | 0 | 0 | 0 | 0 | 0 | 0 | 0 | 0
[6 empty] | December |  | 0 |  |  |  |  | Dec | 0 | 0 | 0 | 0 | Jan: 0; Mar: 0; Apr: 0; May: 0; Jun: 0; Jul: 0 | [17 empty] | May | 21 | 16 | 7 | FALSE | TRUE | 6.5 | 6.5 | 0 | 0 | 0 | 0 | 0 | 0 | 0 | 0 | 0 | 0 | 0 | 0 | 0 | 0 | 0 | 0 | 0 | 0 | 0 | 0 | 0 | 0 | 0 | 0 | 0 | 0 | 0 | 0 | 0 | 0 | 0 | 0 | 0 | 0 | 0 | 0 | 0 | 0 | 0 | 0 | 0 | 0 | 0 | 0 | 0 | 0
[7 empty] | 0 | 0 | [7 empty] | Total bleed (m3) | 0 | [29 empty] | May | 21 | 17 | 1 | TRUE | FALSE | 0 | 0 | 0 | 0 | 0 | 0 | 0 | 0 | 0 | 0 | 0 | 0 | 0 | 0 | 0 | 0 | 0 | 0 | 0 | 0 | 0 | 0 | 0 | 0 | 0 | 0 | 0 | 0 | 0 | 0 | 0 | 0 | 0 | 0 | 0 | 0 | 0 | 0 | 0 | 0 | 0 | 0 | 0 | 0 | 0 | 0 | 0 | 0 | bar: Jan; Mar to Jul
[16 empty] | Total annual (m3) |  | Jan: 0; May: Total annual (m3); Jul: 0 | [17 empty] | May | 21 | 18 | 2 | TRUE | FALSE | 0 | 0 | 0 | 0 | 0 | 0 | 0 | 0 | 0 | 0 | 0 | 0 | 0 | 0 | 0 | 0 | 0 | 0 | 0 | 0 | 0 | 0 | 0 | 0 | 0 | 0 | 0 | 0 | 0 | 0 | 0 | 0 | 0 | 0 | 0 | 0 | 0 | 0 | 0 | 0 | 0 | 0 | 0 | 0 | 0 | 0 | 0 | 0
Does the building have any non-cooling tower water based heat rejection systems? |  |  |  | None | [42 empty] | May | 21 | 19 | 3 | TRUE | FALSE | 0 | 0 | 0 | 0 | 0 | 0 | 0 | 0 | 0 | 0 | 0 | 0 | 0 | 0 | 0 | 0 | 0 | 0 | 0 | 0 | 0 | 0 | 0 | 0 | 0 | 0 | 0 | 0 | 0 | 0 | 0 | 0 | 0 | 0 | 0 | 0 | 0 | 0 | 0 | 0 | 0 | 0 | 0 | 0 | 0 | 0 | 0 | 0
[47 empty] | May | 21 | 20 | 4 | TRUE | FALSE | 0 | 0 | 0 | 0 | 0 | 0 | 0 | 0 | 0 | 0 | 0 | 0 | 0 | 0 | 0 | 0 | 0 | 0 | 0 | 0 | 0 | 0 | 0 | 0 | 0 | 0 | 0 | 0 | 0 | 0 | 0 | 0 | 0 | 0 | 0 | 0 | 0 | 0 | 0 | 0 | 0 | 0 | 0 | 0 | 0 | 0 | 0 | 0
| Non Cooling tower heat rejection water demand (m3/month) | [45 empty] | May | 21 | 21 | 5 | TRUE | FALSE | 0 | 0 | 0 | 0 | 0 | 0 | 0 | 0 | 0 | 0 | 0 | 0 | 0 | 0 | 0 | 0 | 0 | 0 | 0 | 0 | 0 | 0 | 0 | 0 | 0 | 0 | 0 | 0 | 0 | 0 | 0 | 0 | 0 | 0 | 0 | 0 | 0 | 0 | 0 | 0 | 0 | 0 | 0 | 0 | 0 | 0 | 0 | 0
[47 empty] | May | 21 | 22 | 6 | FALSE | FALSE | 0 | 0 | 0 | 0 | 0 | 0 | 0 | 0 | 0 | 0 | 0 | 0 | 0 | 0 | 0 | 0 | 0 | 0 | 0 | 0 | 0 | 0 | 0 | 0 | 0 | 0 | 0 | 0 | 0 | 0 | 0 | 0 | 0 | 0 | 0 | 0 | 0 | 0 | 0 | 0 | 0 | 0 | 0 | 0 | 0 | 0 | 0 | 0
January | [46 empty] | May | 21 | 23 | 7 | FALSE | FALSE | 0 | 0 | 0 | 0 | 0 | 0 | 0 | 0 | 0 | 0 | 0 | 0 | 0 | 0 | 0 | 0 | 0 | 0 | 0 | 0 | 0 | 0 | 0 | 0 | 0 | 0 | 0 | 0 | 0 | 0 | 0 | 0 | 0 | 0 | 0 | 0 | 0 | 0 | 0 | 0 | 0 | 0 | 0 | 0 | 0 | 0 | 0 | 0
February | [46 empty] | May | 21 | 24 | 1 | TRUE | FALSE | 0 | 0 | 0 | 0 | 0 | 0 | 0 | 0 | 0 | 0 | 0 | 0 | 0 | 0 | 0 | 0 | 0 | 0 | 0 | 0 | 0 | 0 | 0 | 0 | 0 | 0 | 0 | 0 | 0 | 0 | 0 | 0 | 0 | 0 | 0 | 0 | 0 | 0 | 0 | 0 | 0 | 0 | 0 | 0 | 0 | 0 | 0 | 0
March | [46 empty] | May | 21 | 25 | 2 | TRUE | FALSE | 0 | 0 | 0 | 0 | 0 | 0 | 0 | 0 | 0 | 0 | 0 | 0 | 0 | 0 | 0 | 0 | 0 | 0 | 0 | 0 | 0 | 0 | 0 | 0 | 0 | 0 | 0 | 0 | 0 | 0 | 0 | 0 | 0 | 0 | 0 | 0 | 0 | 0 | 0 | 0 | 0 | 0 | 0 | 0 | 0 | 0 | 0 | 0
April | [46 empty] | May | 21 | 26 | 3 | TRUE | FALSE | 0 | 0 | 0 | 0 | 0 | 0 | 0 | 0 | 0 | 0 | 0 | 0 | 0 | 0 | 0 | 0 | 0 | 0 | 0 | 0 | 0 | 0 | 0 | 0 | 0 | 0 | 0 | 0 | 0 | 0 | 0 | 0 | 0 | 0 | 0 | 0 | 0 | 0 | 0 | 0 | 0 | 0 | 0 | 0 | 0 | 0 | 0 | 0
May | [46 empty] | May | 21 | 27 | 4 | TRUE | FALSE | 0 | 0 | 0 | 0 | 0 | 0 | 0 | 0 | 0 | 0 | 0 | 0 | 0 | 0 | 0 | 0 | 0 | 0 | 0 | 0 | 0 | 0 | 0 | 0 | 0 | 0 | 0 | 0 | 0 | 0 | 0 | 0 | 0 | 0 | 0 | 0 | 0 | 0 | 0 | 0 | 0 | 0 | 0 | 0 | 0 | 0 | 0 | 0
June | [46 empty] | May | 21 | 28 | 5 | TRUE | FALSE | 0 | 0 | 0 | 0 | 0 | 0 | 0 | 0 | 0 | 0 | 0 | 0 | 0 | 0 | 0 | 0 | 0 | 0 | 0 | 0 | 0 | 0 | 0 | 0 | 0 | 0 | 0 | 0 | 0 | 0 | 0 | 0 | 0 | 0 | 0 | 0 | 0 | 0 | 0 | 0 | 0 | 0 | 0 | 0 | 0 | 0 | 0 | 0
July | [46 empty] | May | 21 | 29 | 6 | FALSE | FALSE | 0 | 0 | 0 | 0 | 0 | 0 | 0 | 0 | 0 | 0 | 0 | 0 | 0 | 0 | 0 | 0 | 0 | 0 | 0 | 0 | 0 | 0 | 0 | 0 | 0 | 0 | 0 | 0 | 0 | 0 | 0 | 0 | 0 | 0 | 0 | 0 | 0 | 0 | 0 | 0 | 0 | 0 | 0 | 0 | 0 | 0 | 0 | 0
August | [46 empty] | May | 21 | 30 | 7 | FALSE | FALSE | 0 | 0 | 0 | 0 | 0 | 0 | 0 | 0 | 0 | 0 | 0 | 0 | 0 | 0 | 0 | 0 | 0 | 0 | 0 | 0 | 0 | 0 | 0 | 0 | 0 | 0 | 0 | 0 | 0 | 0 | 0 | 0 | 0 | 0 | 0 | 0 | 0 | 0 | 0 | 0 | 0 | 0 | 0 | 0 | 0 | 0 | 0 | 0
September | [46 empty] | May | 21 | 31 | 1 | TRUE | FALSE | 0 | 6.5 | 0 | 0 | 0 | 0 | 0 | 0 | 0 | 0 | 0 | 0 | 0 | 0 | 0 | 0 | 0 | 0 | 0 | 0 | 0 | 0 | 0 | 0 | 0 | 0 | 0 | 0 | 0 | 0 | 0 | 0 | 0 | 0 | 0 | 0 | 0 | 0 | 0 | 0 | 0 | 0 | 0 | 0 | 0 | 0 | 0 | 0
October | [46 empty] | Jun | 22 | 1 | 2 | TRUE | FALSE | 0 | 0 | 0 | 0 | 0 | 0 | 0 | 0 | 0 | 0 | 0 | 0 | 0 | 0 | 0 | 0 | 0 | 0 | 0 | 0 | 0 | 0 | 0 | 0 | 0 | 0 | 0 | 0 | 0 | 0 | 0 | 0 | 0 | 0 | 0 | 0 | 0 | 0 | 0 | 0 | 0 | 0 | 0 | 0 | 0 | 0 | 0 | 0
November | [46 empty] | Jun | 22 | 2 | 3 | TRUE | FALSE | 0 | 0 | 0 | 0 | 0 | 0 | 0 | 0 | 0 | 0 | 0 | 0 | 0 | 0 | 0 | 0 | 0 | 0 | 0 | 0 | 0 | 0 | 0 | 0 | 0 | 0 | 0 | 0 | 0 | 0 | 0 | 0 | 0 | 0 | 0 | 0 | 0 | 0 | 0 | 0 | 0 | 0 | 0 | 0 | 0 | 0 | 0 | 0
December | [46 empty] | Jun | 22 | 3 | 4 | TRUE | FALSE | 0 | 0 | 0 | 0 | 0 | 0 | 0 | 0 | 0 | 0 | 0 | 0 | 0 | 0 | 0 | 0 | 0 | 0 | 0 | 0 | 0 | 0 | 0 | 0 | 0 | 0 | 0 | 0 | 0 | 0 | 0 | 0 | 0 | 0 | 0 | 0 | 0 | 0 | 0 | 0 | 0 | 0 | 0 | 0 | 0 | 0 | 0 | 0
| 0 | [45 empty] | Jun | 22 | 4 | 5 | TRUE | FALSE | 0 | 0 | 0 | 0 | 0 | 0 | 0 | 0 | 0 | 0 | 0 | 0 | 0 | 0 | 0 | 0 | 0 | 0 | 0 | 0 | 0 | 0 | 0 | 0 | 0 | 0 | 0 | 0 | 0 | 0 | 0 | 0 | 0 | 0 | 0 | 0 | 0 | 0 | 0 | 0 | 0 | 0 | 0 | 0 | 0 | 0 | 0 | 0
[47 empty] | Jun | 22 | 5 | 6 | FALSE | FALSE | 0 | 0 | 0 | 0 | 0 | 0 | 0 | 0 | 0 | 0 | 0 | 0 | 0 | 0 | 0 | 0 | 0 | 0 | 0 | 0 | 0 | 0 | 0 | 0 | 0 | 0 | 0 | 0 | 0 | 0 | 0 | 0 | 0 | 0 | 0 | 0 | 0 | 0 | 0 | 0 | 0 | 0 | 0 | 0 | 0 | 0 | 0 | 0
Summary of Heat rejection water demand | [46 empty] | Jun | 22 | 6 | 7 | FALSE | FALSE | 0 | 0 | 0 | 0 | 0 | 0 | 0 | 0 | 0 | 0 | 0 | 0 | 0 | 0 | 0 | 0 | 0 | 0 | 0 | 0 | 0 | 0 | 0 | 0 | 0 | 0 | 0 | 0 | 0 | 0 | 0 | 0 | 0 | 0 | 0 | 0 | 0 | 0 | 0 | 0 | 0 | 0 | 0 | 0 | 0 | 0 | 0 | 0
[47 empty] | Jun | 22 | 7 | 1 | TRUE | FALSE | 0 | 0 | 0 | 0 | 0 | 0 | 0 | 0 | 0 | 0 | 0 | 0 | 0 | 0 | 0 | 0 | 0 | 0 | 0 | 0 | 0 | 0 | 0 | 0 | 0 | 0 | 0 | 0 | 0 | 0 | 0 | 0 | 0 | 0 | 0 | 0 | 0 | 0 | 0 | 0 | 0 | 0 | 0 | 0 | 0 | 0 | 0 | 0
|  | Notional Building | [44 empty] | Jun | 22 | 8 | 2 | TRUE | FALSE | 0 | 0 | 0 | 0 | 0 | 0 | 0 | 0 | 0 | 0 | 0 | 0 | 0 | 0 | 0 | 0 | 0 | 0 | 0 | 0 | 0 | 0 | 0 | 0 | 0 | 0 | 0 | 0 | 0 | 0 | 0 | 0 | 0 | 0 | 0 | 0 | 0 | 0 | 0 | 0 | 0 | 0 | 0 | 0 | 0 | 0 | 0 | 0
|  | (m3) | [44 empty] | Jun | 22 | 9 | 3 | TRUE | FALSE | 0 | 0 | 0 | 0 | 0 | 0 | 0 | 0 | 0 | 0 | 0 | 0 | 0 | 0 | 0 | 0 | 0 | 0 | 0 | 0 | 0 | 0 | 0 | 0 | 0 | 0 | 0 | 0 | 0 | 0 | 0 | 0 | 0 | 0 | 0 | 0 | 0 | 0 | 0 | 0 | 0 | 0 | 0 | 0 | 0 | 0 | 0 | 0
January |  | 0 | [44 empty] | Jun | 22 | 10 | 4 | TRUE | FALSE | 0 | 0 | 0 | 0 | 0 | 0 | 0 | 0 | 0 | 0 | 0 | 0 | 0 | 0 | 0 | 0 | 0 | 0 | 0 | 0 | 0 | 0 | 0 | 0 | 0 | 0 | 0 | 0 | 0 | 0 | 0 | 0 | 0 | 0 | 0 | 0 | 0 | 0 | 0 | 0 | 0 | 0 | 0 | 0 | 0 | 0 | 0 | 0
February |  | 0 | [44 empty] | Jun | 22 | 11 | 5 | TRUE | FALSE | 0 | 0 | 0 | 0 | 0 | 0 | 0 | 0 | 0 | 0 | 0 | 0 | 0 | 0 | 0 | 0 | 0 | 0 | 0 | 0 | 0 | 0 | 0 | 0 | 0 | 0 | 0 | 0 | 0 | 0 | 0 | 0 | 0 | 0 | 0 | 0 | 0 | 0 | 0 | 0 | 0 | 0 | 0 | 0 | 0 | 0 | 0 | 0
March |  | 0 | [44 empty] | Jun | 22 | 12 | 6 | FALSE | FALSE | 0 | 0 | 0 | 0 | 0 | 0 | 0 | 0 | 0 | 0 | 0 | 0 | 0 | 0 | 0 | 0 | 0 | 0 | 0 | 0 | 0 | 0 | 0 | 0 | 0 | 0 | 0 | 0 | 0 | 0 | 0 | 0 | 0 | 0 | 0 | 0 | 0 | 0 | 0 | 0 | 0 | 0 | 0 | 0 | 0 | 0 | 0 | 0
April |  | 0 | [44 empty] | Jun | 22 | 13 | 7 | FALSE | FALSE | 0 | 0 | 0 | 0 | 0 | 0 | 0 | 0 | 0 | 0 | 0 | 0 | 0 | 0 | 0 | 0 | 0 | 0 | 0 | 0 | 0 | 0 | 0 | 0 | 0 | 0 | 0 | 0 | 0 | 0 | 0 | 0 | 0 | 0 | 0 | 0 | 0 | 0 | 0 | 0 | 0 | 0 | 0 | 0 | 0 | 0 | 0 | 0
May |  | 0 | [44 empty] | Jun | 22 | 14 | 1 | TRUE | FALSE | 0 | 0 | 0 | 0 | 0 | 0 | 0 | 0 | 0 | 0 | 0 | 0 | 0 | 0 | 0 | 0 | 0 | 0 | 0 | 0 | 0 | 0 | 0 | 0 | 0 | 0 | 0 | 0 | 0 | 0 | 0 | 0 | 0 | 0 | 0 | 0 | 0 | 0 | 0 | 0 | 0 | 0 | 0 | 0 | 0 | 0 | 0 | 0
June |  | 0 | [44 empty] | Jun | 22 | 15 | 2 | TRUE | FALSE | 0 | 0 | 0 | 0 | 0 | 0 | 0 | 0 | 0 | 0 | 0 | 0 | 0 | 0 | 0 | 0 | 0 | 0 | 0 | 0 | 0 | 0 | 0 | 0 | 0 | 0 | 0 | 0 | 0 | 0 | 0 | 0 | 0 | 0 | 0 | 0 | 0 | 0 | 0 | 0 | 0 | 0 | 0 | 0 | 0 | 0 | 0 | 0
July |  | 0 | [44 empty] | Jun | 22 | 16 | 3 | TRUE | FALSE | 0 | 0 | 0 | 0 | 0 | 0 | 0 | 0 | 0 | 0 | 0 | 0 | 0 | 0 | 0 | 0 | 0 | 0 | 0 | 0 | 0 | 0 | 0 | 0 | 0 | 0 | 0 | 0 | 0 | 0 | 0 | 0 | 0 | 0 | 0 | 0 | 0 | 0 | 0 | 0 | 0 | 0 | 0 | 0 | 0 | 0 | 0 | 0
August |  | 0 | [44 empty] | Jun | 22 | 17 | 4 | TRUE | FALSE | 0 | 0 | 0 | 0 | 0 | 0 | 0 | 0 | 0 | 0 | 0 | 0 | 0 | 0 | 0 | 0 | 0 | 0 | 0 | 0 | 0 | 0 | 0 | 0 | 0 | 0 | 0 | 0 | 0 | 0 | 0 | 0 | 0 | 0 | 0 | 0 | 0 | 0 | 0 | 0 | 0 | 0 | 0 | 0 | 0 | 0 | 0 | 0
September |  | 0 | [44 empty] | Jun | 22 | 18 | 5 | TRUE | FALSE | 0 | 0 | 0 | 0 | 0 | 0 | 0 | 0 | 0 | 0 | 0 | 0 | 0 | 0 | 0 | 0 | 0 | 0 | 0 | 0 | 0 | 0 | 0 | 0 | 0 | 0 | 0 | 0 | 0 | 0 | 0 | 0 | 0 | 0 | 0 | 0 | 0 | 0 | 0 | 0 | 0 | 0 | 0 | 0 | 0 | 0 | 0 | 0
October |  | 0 | [44 empty] | Jun | 22 | 19 | 6 | FALSE | FALSE | 0 | 0 | 0 | 0 | 0 | 0 | 0 | 0 | 0 | 0 | 0 | 0 | 0 | 0 | 0 | 0 | 0 | 0 | 0 | 0 | 0 | 0 | 0 | 0 | 0 | 0 | 0 | 0 | 0 | 0 | 0 | 0 | 0 | 0 | 0 | 0 | 0 | 0 | 0 | 0 | 0 | 0 | 0 | 0 | 0 | 0 | 0 | 0
November |  | 0 | [44 empty] | Jun | 22 | 20 | 7 | FALSE | FALSE | 0 | 0 | 0 | 0 | 0 | 0 | 0 | 0 | 0 | 0 | 0 | 0 | 0 | 0 | 0 | 0 | 0 | 0 | 0 | 0 | 0 | 0 | 0 | 0 | 0 | 0 | 0 | 0 | 0 | 0 | 0 | 0 | 0 | 0 | 0 | 0 | 0 | 0 | 0 | 0 | 0 | 0 | 0 | 0 | 0 | 0 | 0 | 0
December |  | 0 | [44 empty] | Jun | 22 | 21 | 1 | TRUE | FALSE | 0 | 0 | 0 | 0 | 0 | 0 | 0 | 0 | 0 | 0 | 0 | 0 | 0 | 0 | 0 | 0 | 0 | 0 | 0 | 0 | 0 | 0 | 0 | 0 | 0 | 0 | 0 | 0 | 0 | 0 | 0 | 0 | 0 | 0 | 0 | 0 | 0 | 0 | 0 | 0 | 0 | 0 | 0 | 0 | 0 | 0 | 0 | 0
|  | 0 | [44 empty] | Jun | 22 | 22 | 2 | TRUE | FALSE | 0 | 0 | 0 | 0 | 0 | 0 | 0 | 0 | 0 | 0 | 0 | 0 | 0 | 0 | 0 | 0 | 0 | 0 | 0 | 0 | 0 | 0 | 0 | 0 | 0 | 0 | 0 | 0 | 0 | 0 | 0 | 0 | 0 | 0 | 0 | 0 | 0 | 0 | 0 | 0 | 0 | 0 | 0 | 0 | 0 | 0 | 0 | 0 |  |  | Consumption (mm/m2/day) (7 day week)
[15 empty] | Actual building |  |  | Feb: Controls |  |  |  | Notional building | [13 empty] | Jun | 22 | 23 | 3 | TRUE | FALSE | 0 | 0 | 0 | 0 | 0 | 0 | 0 | 0 | 0 | 0 | 0 | 0 | 0 | 0 | 0 | 0 | 0 | 0 | 0 | 0 | 0 | 0 | 0 | 0 | 0 | 0 | 0 | 0 | 0 | 0 | 0 | 0 | 0 | 0 | 0 | 0 | 0 | 0 | 0 | 0 | 0 | 0 | 0 | 0 | 0 | 0 | 0 | 0 | Irrigation requirement | Peak established demand
Irrigation Water Demand | [12 empty] | Landscape area | Area | Plant water demand (mm/m2/day) | Microclimate factor | Irrigation water demand (mm/m2/day) | Jan: Irrigation application efficiency; Feb: No controls; Mar: Seasonal Programmable Timer; Apr: Rainwater sensing |  |  |  | Irrigation (mm/m2/day) | Microclimate factor | Density factor | Daily water demand (mm/m2/day) | Irrigation application efficiency | [9 empty] | Jun | 22 | 24 | 4 | TRUE | FALSE | 0 | 0 | 0 | 0 | 0 | 0 | 0 | 0 | 0 | 0 | 0 | 0 | 0 | 0 | 0 | 0 | 0 | 0 | 0 | 0 | 0 | 0 | 0 | 0 | 0 | 0 | 0 | 0 | 0 | 0 | 0 | 0 | 0 | 0 | 0 | 0 | 0 | 0 | 0 | 0 | 0 | 0 | 0 | 0 | 0 | 0 | 0 | 0 | <please select> |  | 0 |  | Average irrigation application efficiency
STEP 2c - Please provide areas of landscaped zones | [12 empty] | Landscape 1 | 0 | 4.2857 | 1 | 4.2857 | Jan: 75%; Feb: FALSE; Mar: TRUE; Apr: FALSE |  |  |  | 4.2857 | 1 | 1 | 4.2857 | 75% | [9 empty] | Jun | 22 | 25 | 5 | TRUE | FALSE | 0 | 0 | 0 | 0 | 0 | 0 | 0 | 0 | 0 | 0 | 0 | 0 | 0 | 0 | 0 | 0 | 0 | 0 | 0 | 0 | 0 | 0 | 0 | 0 | 0 | 0 | 0 | 0 | 0 | 0 | 0 | 0 | 0 | 0 | 0 | 0 | 0 | 0 | 0 | 0 | 0 | 0 | 0 | 0 | 0 | 0 | 0 | 0 | Xeriscaping | 0mm/m2/week | 0 |  | Rainfall | 60%
Landscape Area description | Area (m2) | Irrigation requirements | Consumption per week | Irrigation system |  | Microclimate | Irrigation System Controls |  |  | Notional building irrigation demands (m3/year) |  |  | Landscape 2 | 0 | 4.2857 | 1 | 4.2857 | Jan: 75%; Feb: FALSE; Mar: TRUE; Apr: FALSE | [17 empty] | Jun | 22 | 26 | 6 | FALSE | FALSE | 0 | 0 | 0 | 0 | 0 | 0 | 0 | 0 | 0 | 0 | 0 | 0 | 0 | 0 | 0 | 0 | 0 | 0 | 0 | 0 | 0 | 0 | 0 | 0 | 0 | 0 | 0 | 0 | 0 | 0 | 0 | 0 | 0 | 0 | 0 | 0 | 0 | 0 | 0 | 0 | 0 | 0 | 0 | 0 | 0 | 0 | 0 | 0 | Low | 7.5mm/m2/week | 1.0714 |  | <Please select> | 100%
Landscape 1 |  | Medium high | 30mm/m2/week | Sprinklers - Night |  | Normal | Seasonal Programmable Timer |  |  | 0 |  |  | Landscape 3 | 0 | 4.2857 | 1 | 4.2857 | Jan: 75%; Feb: FALSE; Mar: TRUE; Apr: FALSE | [17 empty] | Jun | 22 | 27 | 7 | FALSE | FALSE | 0 | 0 | 0 | 0 | 0 | 0 | 0 | 0 | 0 | 0 | 0 | 0 | 0 | 0 | 0 | 0 | 0 | 0 | 0 | 0 | 0 | 0 | 0 | 0 | 0 | 0 | 0 | 0 | 0 | 0 | 0 | 0 | 0 | 0 | 0 | 0 | 0 | 0 | 0 | 0 | 0 | 0 | 0 | 0 | 0 | 0 | 0 | 0 | Medium low | 12.5mm/m2/week | 1.7857 |  | Sprinklers - Day | 65%
Landscape 2 |  | Medium high | 30mm/m2/week | Sprinklers - Night |  | Normal | Seasonal Programmable Timer |  |  | 0 |  |  | Landscape 4 | 0 | 4.2857 | 1 | 4.2857 | Jan: 75%; Feb: FALSE; Mar: TRUE; Apr: FALSE | [17 empty] | Jun | 22 | 28 | 1 | TRUE | FALSE | 0 | 0 | 0 | 0 | 0 | 0 | 0 | 0 | 0 | 0 | 0 | 0 | 0 | 0 | 0 | 0 | 0 | 0 | 0 | 0 | 0 | 0 | 0 | 0 | 0 | 0 | 0 | 0 | 0 | 0 | 0 | 0 | 0 | 0 | 0 | 0 | 0 | 0 | 0 | 0 | 0 | 0 | 0 | 0 | 0 | 0 | 0 | 0 | Medium | 20mm/m2/week | 2.8571 |  | Sprinklers - Night | 75%
Landscape 3 |  | Medium high | 30mm/m2/week | Sprinklers - Night |  | Normal | Seasonal Programmable Timer |  |  | 0 |  |  | Landscape 5 | 0 | 4.2857 | 1 | 4.2857 | Jan: 75%; Feb: FALSE; Mar: TRUE; Apr: FALSE | [17 empty] | Jun | 22 | 29 | 2 | TRUE | FALSE | 0 | 0 | 0 | 0 | 0 | 0 | 0 | 0 | 0 | 0 | 0 | 0 | 0 | 0 | 0 | 0 | 0 | 0 | 0 | 0 | 0 | 0 | 0 | 0 | 0 | 0 | 0 | 0 | 0 | 0 | 0 | 0 | 0 | 0 | 0 | 0 | 0 | 0 | 0 | 0 | 0 | 0 | 0 | 0 | 0 | 0 | 0 | 0 | Medium high | 30mm/m2/week | 4.2857 |  | Sprays - Day | 65%
Landscape 4 |  | Medium high | 30mm/m2/week | Sprinklers - Night |  | Normal | Seasonal Programmable Timer |  |  | 0 | [36 empty] | Jun | 22 | 30 | 3 | TRUE | TRUE | 9 | 9 | 0 | 0 | 0 | 0 | 0 | 0 | 0 | 0 | 0 | 0 | 0 | 0 | 0 | 0 | 0 | 0 | 0 | 0 | 0 | 0 | 0 | 0 | 0 | 0 | 0 | 0 | 0 | 0 | 0 | 0 | 0 | 0 | 0 | 0 | 0 | 0 | 0 | 0 | 0 | 0 | 0 | 0 | 0 | 0 | 0 | 0 | High | 40mm/m2/week | 5.7143 |  | Sprays - Night | 70%
Landscape 5 |  | Medium high | 30mm/m2/week | Sprinklers - Night |  | Normal | Seasonal Programmable Timer |  |  | 0 | [6 empty] | Actual Building | [15 empty] | Notional Building | [13 empty] | Jul | 22 | 1 | 4 | TRUE | FALSE | 0 | 0 | 0 | 0 | 0 | 0 | 0 | 0 | 0 | 0 | 0 | 0 | 0 | 0 | 0 | 0 | 0 | 0 | 0 | 0 | 0 | 0 | 0 | 0 | 0 | 0 | 0 | 0 | 0 | 0 | 0 | 0 | 0 | 0 | 0 | 0 | 0 | 0 | 0 | 0 | 0 | 0 | 0 | 0 | 0 | 0 | 0 | 0 |  |  |  |  | Microsprays - Day | 60%
TOTAL (m2) | 0 | [8 empty] | 0 | [6 empty] | Landscape 1 | 0 | m2 | Landscape 2 | 0 | m2 | Landscape 3 | 0 | m2 | Landscape 4 | 0 | m2 | Landscape 5 | 0 | m2 |  | Landscape 1 | Landscape 2 | Landscape 3 | Landscape 4 | Landscape 5 | [9 empty] | Jul | 22 | 2 | 5 | TRUE | FALSE | 0 | 0 | 0 | 0 | 0 | 0 | 0 | 0 | 0 | 0 | 0 | 0 | 0 | 0 | 0 | 0 | 0 | 0 | 0 | 0 | 0 | 0 | 0 | 0 | 0 | 0 | 0 | 0 | 0 | 0 | 0 | 0 | 0 | 0 | 0 | 0 | 0 | 0 | 0 | 0 | 0 | 0 | 0 | 0 | 0 | 0 | 0 | 0 | Microclimate factor |  |  |  | Microsprays - Night | 65%
[14 empty] | Number of days | Rainfall (mm/m2/month) | Diversity Factor | Plant water demand (mm/m2/month) | Irrigation requirement (mm/m2/month) | Total zone water requirement (m3/month) | Plant water demand (mm/m2/month) | Irrigation requirement (mm/m2/month) | Total zone water requirement (m3/month) | Plant water demand (mm/m2/month) | Irrigation requirement (mm/m2/month) | Total zone water requirement (m3/month) | Plant water demand (mm/m2/month) | Irrigation requirement (mm/m2/month) | Total zone water requirement (m3/month) | Plant water demand (mm/m2/month) | Irrigation requirement (mm/m2/month) | Total zone water requirement (m3/month) | TOTALS | Plant water demand (m3/month) | Plant water demand (m3/month) | Plant water demand (m3/month) | Plant water demand (m3/month) | Plant water demand (m3/month) | TOTALS | [8 empty] | Jul | 22 | 3 | 6 | FALSE | FALSE | 0 | 0 | 0 | 0 | 0 | 0 | 0 | 0 | 0 | 0 | 0 | 0 | 0 | 0 | 0 | 0 | 0 | 0 | 0 | 0 | 0 | 0 | 0 | 0 | 0 | 0 | 0 | 0 | 0 | 0 | 0 | 0 | 0 | 0 | 0 | 0 | 0 | 0 | 0 | 0 | 0 | 0 | 0 | 0 | 0 | 0 | 0 | 0 | <Please select> | 0 |  |  | Drip - Bare soil | 80%
Summary of Irrigation Water Demand | [46 empty] | Jul | 22 | 4 | 7 | FALSE | FALSE | 0 | 0 | 0 | 0 | 0 | 0 | 0 | 0 | 0 | 0 | 0 | 0 | 0 | 0 | 0 | 0 | 0 | 0 | 0 | 0 | 0 | 0 | 0 | 0 | 0 | 0 | 0 | 0 | 0 | 0 | 0 | 0 | 0 | 0 | 0 | 0 | 0 | 0 | 0 | 0 | 0 | 0 | 0 | 0 | 0 | 0 | 0 | 0 | Exposed - no shade during the day, high temperatures, full wind exposure on all sides | 1.3 |  |  | Drip - Under mulch | 85%
[13 empty] | January | 31 | 125 | 0.5 | 132.8571 | 66.4286 | 0 | 132.8571 | 66.4286 | 0 | 132.8571 | 66.4286 | 0 | 132.8571 | 66.4286 | 0 | 132.8571 | 66.4286 | 0 | 0 | 0 | 0 | 0 | 0 | 0 | 0 | [8 empty] | Jul | 22 | 5 | 1 | TRUE | FALSE | 0 | 0 | 0 | 0 | 0 | 0 | 0 | 0 | 0 | 0 | 0 | 0 | 0 | 0 | 0 | 0 | 0 | 0 | 0 | 0 | 0 | 0 | 0 | 0 | 0 | 0 | 0 | 0 | 0 | 0 | 0 | 0 | 0 | 0 | 0 | 0 | 0 | 0 | 0 | 0 | 0 | 0 | 0 | 0 | 0 | 0 | 0 | 0 | Normal | 1 |  |  | Subsurface drip (SDI) | 90%
| Irrigation Schedule |  | Notional Building | [9 empty] | February | 28 | 90 | 0.5 | 120 | 60 | 0 | 120 | 60 | 0 | 120 | 60 | 0 | 120 | 60 | 0 | 120 | 60 | 0 | 0 | 0 | 0 | 0 | 0 | 0 | 0 | [8 empty] | Jul | 22 | 6 | 2 | TRUE | FALSE | 0 | 0 | 0 | 0 | 0 | 0 | 0 | 0 | 0 | 0 | 0 | 0 | 0 | 0 | 0 | 0 | 0 | 0 | 0 | 0 | 0 | 0 | 0 | 0 | 0 | 0 | 0 | 0 | 0 | 0 | 0 | 0 | 0 | 0 | 0 | 0 | 0 | 0 | 0 | 0 | 0 | 0 | 0 | 0 | 0 | 0 | 0 | 0 | Protected - full shade, no direct sun during the day. High wind protection, shelter on 3 or 4 sides | 0.7 |  |  | Hand watering | 50%
January | 50% |  | 0 | [9 empty] | March | 31 | 91 | 0.5 | 132.8571 | 66.4286 | 0 | 132.8571 | 66.4286 | 0 | 132.8571 | 66.4286 | 0 | 132.8571 | 66.4286 | 0 | 132.8571 | 66.4286 | 0 | 0 | 0 | 0 | 0 | 0 | 0 | 0 | [8 empty] | Jul | 22 | 7 | 3 | TRUE | FALSE | 0 | 0 | 0 | 0 | 0 | 0 | 0 | 0 | 0 | 0 | 0 | 0 | 0 | 0 | 0 | 0 | 0 | 0 | 0 | 0 | 0 | 0 | 0 | 0 | 0 | 0 | 0 | 0 | 0 | 0 | 0 | 0 | 0 | 0 | 0 | 0 | 0 | 0 | 0 | 0 | 0 | 0 | 0 | 0 | 0 | 0 | 0 | 0
February | 50% |  | 0 | [9 empty] | April | 30 | 54 | 1 | 128.5714 | 128.5714 | 0 | 128.5714 | 128.5714 | 0 | 128.5714 | 128.5714 | 0 | 128.5714 | 128.5714 | 0 | 128.5714 | 128.5714 | 0 | 0 | 0 | 0 | 0 | 0 | 0 | 0 | [8 empty] | Jul | 22 | 8 | 4 | TRUE | FALSE | 0 | 0 | 0 | 0 | 0 | 0 | 0 | 0 | 0 | 0 | 0 | 0 | 0 | 0 | 0 | 0 | 0 | 0 | 0 | 0 | 0 | 0 | 0 | 0 | 0 | 0 | 0 | 0 | 0 | 0 | 0 | 0 | 0 | 0 | 0 | 0 | 0 | 0 | 0 | 0 | 0 | 0 | 0 | 0 | 0 | 0 | 0 | 0 | Plant density factor |  |  |  |  | Notional Building
March | 50% |  | 0 | [9 empty] | May | 31 | 13 | 1 | 132.8571 | 132.8571 | 0 | 132.8571 | 132.8571 | 0 | 132.8571 | 132.8571 | 0 | 132.8571 | 132.8571 | 0 | 132.8571 | 132.8571 | 0 | 0 | 0 | 0 | 0 | 0 | 0 | 0 | [8 empty] | Jul | 22 | 9 | 5 | TRUE | FALSE | 0 | 0 | 0 | 0 | 0 | 0 | 0 | 0 | 0 | 0 | 0 | 0 | 0 | 0 | 0 | 0 | 0 | 0 | 0 | 0 | 0 | 0 | 0 | 0 | 0 | 0 | 0 | 0 | 0 | 0 | 0 | 0 | 0 | 0 | 0 | 0 | 0 | 0 | 0 | 0 | 0 | 0 | 0 | 0 | 0 | 0 | 0 | 0 | <Please select> | 0 |  |  | Monthly rainfall | As actual
April | 100% |  | 0 | [9 empty] | June | 30 | 9 | 1 | 128.5714 | 128.5714 | 0 | 128.5714 | 128.5714 | 0 | 128.5714 | 128.5714 | 0 | 128.5714 | 128.5714 | 0 | 128.5714 | 128.5714 | 0 | 0 | 0 | 0 | 0 | 0 | 0 | 0 | [8 empty] | Jul | 22 | 10 | 6 | FALSE | FALSE | 0 | 0 | 0 | 0 | 0 | 0 | 0 | 0 | 0 | 0 | 0 | 0 | 0 | 0 | 0 | 0 | 0 | 0 | 0 | 0 | 0 | 0 | 0 | 0 | 0 | 0 | 0 | 0 | 0 | 0 | 0 | 0 | 0 | 0 | 0 | 0 | 0 | 0 | 0 | 0 | 0 | 0 | 0 | 0 | 0 | 0 | 0 | 0 | Dense | 1.2 |  |  | Total landscaped areas | As actual
May | 100% |  | 0 | [9 empty] | July | 31 | 4 | 1 | 132.8571 | 132.8571 | 0 | 132.8571 | 132.8571 | 0 | 132.8571 | 132.8571 | 0 | 132.8571 | 132.8571 | 0 | 132.8571 | 132.8571 | 0 | 0 | 0 | 0 | 0 | 0 | 0 | 0 | [8 empty] | Jul | 22 | 11 | 7 | FALSE | FALSE | 0 | 0 | 0 | 0 | 0 | 0 | 0 | 0 | 0 | 0 | 0 | 0 | 0 | 0 | 0 | 0 | 0 | 0 | 0 | 0 | 0 | 0 | 0 | 0 | 0 | 0 | 0 | 0 | 0 | 0 | 0 | 0 | 0 | 0 | 0 | 0 | 0 | 0 | 0 | 0 | 0 | 0 | 0 | 0 | 0 | 0 | 0 | 0 | Normal | 1 |  |  | Percentage of zone undercover | As actual
June | 100% |  | 0 | [9 empty] | August | 31 | 6 | 1 | 132.8571 | 132.8571 | 0 | 132.8571 | 132.8571 | 0 | 132.8571 | 132.8571 | 0 | 132.8571 | 132.8571 | 0 | 132.8571 | 132.8571 | 0 | 0 | 0 | 0 | 0 | 0 | 0 | 0 | [8 empty] | Jul | 22 | 12 | 1 | TRUE | FALSE | 0 | 0 | 0 | 0 | 0 | 0 | 0 | 0 | 0 | 0 | 0 | 0 | 0 | 0 | 0 | 0 | 0 | 0 | 0 | 0 | 0 | 0 | 0 | 0 | 0 | 0 | 0 | 0 | 0 | 0 | 0 | 0 | 0 | 0 | 0 | 0 | 0 | 0 | 0 | 0 | 0 | 0 | 0 | 0 | 0 | 0 | 0 | 0 | Sparse | 0.8 |  |  | Peak daily water demand | 4mm/m2/day
July | 100% |  | 0 | [9 empty] | September | 30 | 27 | 1 | 128.5714 | 128.5714 | 0 | 128.5714 | 128.5714 | 0 | 128.5714 | 128.5714 | 0 | 128.5714 | 128.5714 | 0 | 128.5714 | 128.5714 | 0 | 0 | 0 | 0 | 0 | 0 | 0 | 0 | [8 empty] | Jul | 22 | 13 | 2 | TRUE | FALSE | 0 | 0 | 0 | 0 | 0 | 0 | 0 | 0 | 0 | 0 | 0 | 0 | 0 | 0 | 0 | 0 | 0 | 0 | 0 | 0 | 0 | 0 | 0 | 0 | 0 | 0 | 0 | 0 | 0 | 0 | 0 | 0 | 0 | 0 | 0 | 0 | 0 | 0 | 0 | 0 | 0 | 0 | 0 | 0 | 0 | 0 | 0 | 0 |  |  |  |  | Monthly irrigation schedule | As actual
August | 100% |  | 0 | [9 empty] | October | 31 | 72 | 0.5 | 132.8571 | 66.4286 | 0 | 132.8571 | 66.4286 | 0 | 132.8571 | 66.4286 | 0 | 132.8571 | 66.4286 | 0 | 132.8571 | 66.4286 | 0 | 0 | 0 | 0 | 0 | 0 | 0 | 0 | [8 empty] | Jul | 22 | 14 | 3 | TRUE | FALSE | 0 | 0 | 0 | 0 | 0 | 0 | 0 | 0 | 0 | 0 | 0 | 0 | 0 | 0 | 0 | 0 | 0 | 0 | 0 | 0 | 0 | 0 | 0 | 0 | 0 | 0 | 0 | 0 | 0 | 0 | 0 | 0 | 0 | 0 | 0 | 0 | 0 | 0 | 0 | 0 | 0 | 0 | 0 | 0 | 0 | 0 | 0 | 0 |  |  |  |  | Microclimate factor | 1
September | 100% |  | 0 | [9 empty] | November | 30 | 117 | 0.5 | 128.5714 | 64.2857 | 0 | 128.5714 | 64.2857 | 0 | 128.5714 | 64.2857 | 0 | 128.5714 | 64.2857 | 0 | 128.5714 | 64.2857 | 0 | 0 | 0 | 0 | 0 | 0 | 0 | 0 | [8 empty] | Jul | 22 | 15 | 4 | TRUE | FALSE | 0 | 0 | 0 | 0 | 0 | 0 | 0 | 0 | 0 | 0 | 0 | 0 | 0 | 0 | 0 | 0 | 0 | 0 | 0 | 0 | 0 | 0 | 0 | 0 | 0 | 0 | 0 | 0 | 0 | 0 | 0 | 0 | 0 | 0 | 0 | 0 | 0 | 0 | 0 | 0 | 0 | 0 | 0 | 0 | 0 | 0 | 0 | 0 |  |  |  |  | Density of vegetation | 1
October | 50% |  | 0 | [9 empty] | December | 31 | 105 | 0.5 | 132.8571 | 66.4286 | 0 | 132.8571 | 66.4286 | 0 | 132.8571 | 66.4286 | 0 | 132.8571 | 66.4286 | 0 | 132.8571 | 66.4286 | 0 | 0 | 0 | 0 | 0 | 0 | 0 | 0 | [8 empty] | Jul | 22 | 16 | 5 | TRUE | FALSE | 0 | 0 | 0 | 0 | 0 | 0 | 0 | 0 | 0 | 0 | 0 | 0 | 0 | 0 | 0 | 0 | 0 | 0 | 0 | 0 | 0 | 0 | 0 | 0 | 0 | 0 | 0 | 0 | 0 | 0 | 0 | 0 | 0 | 0 | 0 | 0 | 0 | 0 | 0 | 0 | 0 | 0 | 0 | 0 | 0 | 0 | 0 | 0 |  |  |  |  | Application efficiency of sprinklers | 75%
November | 50% |  | 0 | [13 empty] | 0 | Feb: 0; May: 0; Aug: 0; Nov: 0 |  | 0 | 0 | 0 | 0 | 0 | 0 | 0 | 0 | [8 empty] | Jul | 22 | 17 | 6 | FALSE | FALSE | 0 | 0 | 0 | 0 | 0 | 0 | 0 | 0 | 0 | 0 | 0 | 0 | 0 | 0 | 0 | 0 | 0 | 0 | 0 | 0 | 0 | 0 | 0 | 0 | 0 | 0 | 0 | 0 | 0 | 0 | 0 | 0 | 0 | 0 | 0 | 0 | 0 | 0 | 0 | 0 | 0 | 0 | 0 | 0 | 0 | 0 | 0 | 0
December | 50% |  | 0 | [43 empty] | Jul | 22 | 18 | 7 | FALSE | FALSE | 0 | 0 | 0 | 0 | 0 | 0 | 0 | 0 | 0 | 0 | 0 | 0 | 0 | 0 | 0 | 0 | 0 | 0 | 0 | 0 | 0 | 0 | 0 | 0 | 0 | 0 | 0 | 0 | 0 | 0 | 0 | 0 | 0 | 0 | 0 | 0 | 0 | 0 | 0 | 0 | 0 | 0 | 0 | 0 | 0 | 0 | 0 | 0
|  |  | 0 | [43 empty] | Jul | 22 | 19 | 1 | TRUE | FALSE | 0 | 0 | 0 | 0 | 0 | 0 | 0 | 0 | 0 | 0 | 0 | 0 | 0 | 0 | 0 | 0 | 0 | 0 | 0 | 0 | 0 | 0 | 0 | 0 | 0 | 0 | 0 | 0 | 0 | 0 | 0 | 0 | 0 | 0 | 0 | 0 | 0 | 0 | 0 | 0 | 0 | 0 | 0 | 0 | 0 | 0 | 0 | 0
[12 empty] | Building Specific Major Water Uses - Swimming Pools | [34 empty] | Jul | 22 | 20 | 2 | TRUE | FALSE | 0 | 0 | 0 | 0 | 0 | 0 | 0 | 0 | 0 | 0 | 0 | 0 | 0 | 0 | 0 | 0 | 0 | 0 | 0 | 0 | 0 | 0 | 0 | 0 | 0 | 0 | 0 | 0 | 0 | 0 | 0 | 0 | 0 | 0 | 0 | 0 | 0 | 0 | 0 | 0 | 0 | 0 | 0 | 0 | 0 | 0 | 0 | 0
[13 empty] | Actual Building |  | Duration per backwash (min) | 1.5 |  | Apr: Net evaporation co-efficient; May: 0.056; Jul: Net Evaporation co-efficient; Aug: 0.4 | [17 empty] | Jul | 22 | 21 | 3 | TRUE | FALSE | 0 | 0 | 0 | 0 | 0 | 0 | 0 | 0 | 0 | 0 | 0 | 0 | 0 | 0 | 0 | 0 | 0 | 0 | 0 | 0 | 0 | 0 | 0 | 0 | 0 | 0 | 0 | 0 | 0 | 0 | 0 | 0 | 0 | 0 | 0 | 0 | 0 | 0 | 0 | 0 | 0 | 0 | 0 | 0 | 0 | 0 | 0 | 0
Building Specific Major Water Uses - Swimming Pools | [13 empty] | BACKWASH |  |  |  | Feb: ET0 (mm/m2/day); Mar: MAIN POOL; Jun: FILTRATION POOL; Sep: TOTAL Evaporation Make-up required (m3/month) | [17 empty] | Jul | 22 | 22 | 4 | TRUE | FALSE | 0 | 0 | 0 | 0 | 0 | 0 | 0 | 0 | 0 | 0 | 0 | 0 | 0 | 0 | 0 | 0 | 0 | 0 | 0 | 0 | 0 | 0 | 0 | 0 | 0 | 0 | 0 | 0 | 0 | 0 | 0 | 0 | 0 | 0 | 0 | 0 | 0 | 0 | 0 | 0 | 0 | 0 | 0 | 0 | 0 | 0 | 0 | 0
STEP 2d - Please provide information regarding swimming pool water consumption in the building. If there are no swimming pools, please proceed to the next step | [11 empty] | vlookup column index |  | Backwashes per month | Water per backwash (litres) | Backwash water per month (m3) | Cartridge filter water per month (m3) | Total filter water consumption |  | Total Evaporation per month (m3) | Available Rain make-up (m3) | Evaporation make-up required (m3) | Total Evaporation per month (m3) | Available Rain make-up (m3) | Evaporation make-up required (m3) |  | Total Evaporation per month (m3) | Available rainwater make-up (m3) | Evaporation make-up required (m3) | [17 empty] | Jul | 22 | 23 | 5 | TRUE | FALSE | 0 | 0 | 0 | 0 | 0 | 0 | 0 | 0 | 0 | 0 | 0 | 0 | 0 | 0 | 0 | 0 | 0 | 0 | 0 | 0 | 0 | 0 | 0 | 0 | 0 | 0 | 0 | 0 | 0 | 0 | 0 | 0 | 0 | 0 | 0 | 0 | 0 | 0 | 0 | 0 | 0 | 0 | 0 | 0 | 0 | 0 | 0 | 0 | Backwash schedule | (Assuming one backwash for every 70hrs of pool operation)
Is there a swimming pool installed at the building? |  | No | [9 empty] | 2 | [34 empty] | Jul | 22 | 24 | 6 | FALSE | FALSE | 0 | 0 | 0 | 0 | 0 | 0 | 0 | 0 | 0 | 0 | 0 | 0 | 0 | 0 | 0 | 0 | 0 | 0 | 0 | 0 | 0 | 0 | 0 | 0 | 0 | 0 | 0 | 0 | 0 | 0 | 0 | 0 | 0 | 0 | 0 | 0 | 0 | 0 | 0 | 0 | 0 | 0 | 0 | 0 | 0 | 0 | 0 | 0 | Basic controls
[12 empty] | 3 | January | 3 | 0 | 0 | 0 | 0 | 3.8062 | 0 | 0 | 0 | 14.1592 | 0 | 14.1592 | 14.1592 | 0 | 0 | 0 | [17 empty] | Jul | 22 | 25 | 7 | FALSE | FALSE | 0 | 0 | 0 | 0 | 0 | 0 | 0 | 0 | 0 | 0 | 0 | 0 | 0 | 0 | 0 | 0 | 0 | 0 | 0 | 0 | 0 | 0 | 0 | 0 | 0 | 0 | 0 | 0 | 0 | 0 | 0 | 0 | 0 | 0 | 0 | 0 | 0 | 0 | 0 | 0 | 0 | 0 | 0 | 0 | 0 | 0 | 0 | 0 |  | Pump hrs/day | Days/year | Pump operation Hrs/year | Backwash/Cartridge cycles per year
Pool volume (m3) | [11 empty] | 4 | February | 3 | 0 | 0 | 0 | 0 | 3.4066 | 0 | 0 | 0 | 11.4463 | 0 | 11.4463 | 11.4463 | 0 | 0 | 0 | [17 empty] | Jul | 22 | 26 | 1 | TRUE | FALSE | 0 | 0 | 0 | 0 | 0 | 0 | 0 | 0 | 0 | 0 | 0 | 0 | 0 | 0 | 0 | 0 | 0 | 0 | 0 | 0 | 0 | 0 | 0 | 0 | 0 | 0 | 0 | 0 | 0 | 0 | 0 | 0 | 0 | 0 | 0 | 0 | 0 | 0 | 0 | 0 | 0 | 0 | 0 | 0 | 0 | 0 | 0 | 0 | Summer | 7 | 90 | 630 | 9
Pool surface area (excluding filtration pools) (m2) | [11 empty] | 5 | March | 2.1786 | 0 | 0 | 0 | 0 | 2.9907 | 0 | 0 | 0 | 11.1256 | 0 | 11.1256 | 11.1256 | 0 | 0 | 0 | [17 empty] | Jul | 22 | 27 | 2 | TRUE | FALSE | 0 | 0 | 0 | 0 | 0 | 0 | 0 | 0 | 0 | 0 | 0 | 0 | 0 | 0 | 0 | 0 | 0 | 0 | 0 | 0 | 0 | 0 | 0 | 0 | 0 | 0 | 0 | 0 | 0 | 0 | 0 | 0 | 0 | 0 | 0 | 0 | 0 | 0 | 0 | 0 | 0 | 0 | 0 | 0 | 0 | 0 | 0 | 0 | Spring/Autumn | 7 | 183 | 1281 | 18.3
[12 empty] | 6 | April | 2.1786 | 0 | 0 | 0 | 0 | 2.7884 | 0 | 0 | 0 | 10.0384 | 0 | 10.0384 | 10.0384 | 0 | 0 | 0 | [17 empty] | Jul | 22 | 28 | 3 | TRUE | FALSE | 0 | 0 | 0 | 0 | 0 | 0 | 0 | 0 | 0 | 0 | 0 | 0 | 0 | 0 | 0 | 0 | 0 | 0 | 0 | 0 | 0 | 0 | 0 | 0 | 0 | 0 | 0 | 0 | 0 | 0 | 0 | 0 | 0 | 0 | 0 | 0 | 0 | 0 | 0 | 0 | 0 | 0 | 0 | 0 | 0 | 0 | 0 | 0 | Winter | 7 | 92 | 644 | 9.2
Filtration system | [11 empty] | 7 | May | 2.1786 | 0 | 0 | 0 | 0 | 2.416 | 0 | 0 | 0 | 8.9877 | 0 | 8.9877 | 8.9877 | 0 | 0 | 0 | [17 empty] | Jul | 22 | 29 | 4 | TRUE | FALSE | 0 | 0 | 0 | 0 | 0 | 0 | 0 | 0 | 0 | 0 | 0 | 0 | 0 | 0 | 0 | 0 | 0 | 0 | 0 | 0 | 0 | 0 | 0 | 0 | 0 | 0 | 0 | 0 | 0 | 0 | 0 | 0 | 0 | 0 | 0 | 0 | 0 | 0 | 0 | 0 | 0 | 0 | 0 | 0 | 0 | 0 | 0 | 0 | TOTALS |  | 365 | 2555 | 36.5
Please select pool filtration system |  | Natural filtration | [9 empty] | 8 | June | 1.0952 | 0 | 0 | 0 | 0 | 2.1004 | 0 | 0 | 0 | 7.5614 | 0 | 7.5614 | 7.5614 | 0 | 0 | 0 | [17 empty] | Jul | 22 | 30 | 5 | TRUE | FALSE | 0 | 0 | 0 | 0 | 0 | 0 | 0 | 0 | 0 | 0 | 0 | 0 | 0 | 0 | 0 | 0 | 0 | 0 | 0 | 0 | 0 | 0 | 0 | 0 | 0 | 0 | 0 | 0 | 0 | 0 | 0 | 0 | 0 | 0 | 0 | 0 | 0 | 0 | 0 | 0 | 0 | 0 | 0 | 0 | 0 | 0 | 0 | 0 | Advanced Controls
Please enter pool pump flow rate (litres/min) |  | 567 | [9 empty] | 9 | July | 1.0952 | 0 | 0 | 0 | 0 | 2.2606 | 0 | 0 | 0 | 8.4095 | 0 | 8.4095 | 8.4095 | 0 | 0 | 0 | [17 empty] | Jul | 22 | 31 | 6 | FALSE | TRUE | 4 | 4 | 0 | 0 | 0 | 0 | 0 | 0 | 0 | 0 | 0 | 0 | 0 | 0 | 0 | 0 | 0 | 0 | 0 | 0 | 0 | 0 | 0 | 0 | 0 | 0 | 0 | 0 | 0 | 0 | 0 | 0 | 0 | 0 | 0 | 0 | 0 | 0 | 0 | 0 | 0 | 0 | 0 | 0 | 0 | 0 | 0 | 0 | <Please select> | Pump hrs/day | Days/year | Hrs/year | Backwash/Cartridge cycles per year
Please select pool filtration controls |  | Advanced Controls | [9 empty] | 10 | August | 1.0952 | 0 | 0 | 0 | 0 | 2.8589 | 0 | 0 | 0 | 10.6349 | 0 | 10.6349 | 10.6349 | 0 | 0 | 0 | [17 empty] | Aug | 22 | 1 | 7 | FALSE | FALSE | 0 | 0 | 0 | 0 | 0 | 0 | 0 | 0 | 0 | 0 | 0 | 0 | 0 | 0 | 0 | 0 | 0 | 0 | 0 | 0 | 0 | 0 | 0 | 0 | 0 | 0 | 0 | 0 | 0 | 0 | 0 | 0 | 0 | 0 | 0 | 0 | 0 | 0 | 0 | 0 | 0 | 0 | 0 | 0 | 0 | 0 | 0 | 0 | Summer | 7 | 90 | 630 | 9
Number of cartridge filters |  | 5 | [9 empty] | 11 | September | 2.1786 | 0 | 0 | 0 | 0 | 3.8036 | 0 | 0 | 0 | 13.6929 | 0 | 13.6929 | 13.6929 | 0 | 0 | 0 | [17 empty] | Aug | 22 | 2 | 1 | TRUE | FALSE | 0 | 0 | 0 | 0 | 0 | 0 | 0 | 0 | 0 | 0 | 0 | 0 | 0 | 0 | 0 | 0 | 0 | 0 | 0 | 0 | 0 | 0 | 0 | 0 | 0 | 0 | 0 | 0 | 0 | 0 | 0 | 0 | 0 | 0 | 0 | 0 | 0 | 0 | 0 | 0 | 0 | 0 | 0 | 0 | 0 | 0 | 0 | 0 | Spring/Autumn | 5 | 183 | 915 | 13.0714
Natural filtration pool | [11 empty] | 12 | October | 2.1786 | 0 | 0 | 0 | 0 | 3.9544 | 0 | 0 | 0 | 14.7103 | 0 | 14.7103 | 14.7103 | 0 | 0 | 0 | [17 empty] | Aug | 22 | 3 | 2 | TRUE | FALSE | 0 | 0 | 0 | 0 | 0 | 0 | 0 | 0 | 0 | 0 | 0 | 0 | 0 | 0 | 0 | 0 | 0 | 0 | 0 | 0 | 0 | 0 | 0 | 0 | 0 | 0 | 0 | 0 | 0 | 0 | 0 | 0 | 0 | 0 | 0 | 0 | 0 | 0 | 0 | 0 | 0 | 0 | 0 | 0 | 0 | 0 | 0 | 0 | Winter | 2.5 | 92 | 230 | 3.2857
Filtration pool area (m2) |  | 300 | [9 empty] | 13 | November | 2.1786 | 0 | 0 | 0 | 0 | 3.9602 | 0 | 0 | 0 | 14.2567 | 0 | 14.2567 | 14.2567 | 0 | 0 | 0 | [17 empty] | Aug | 22 | 4 | 3 | TRUE | FALSE | 0 | 0 | 0 | 0 | 0 | 0 | 0 | 0 | 0 | 0 | 0 | 0 | 0 | 0 | 0 | 0 | 0 | 0 | 0 | 0 | 0 | 0 | 0 | 0 | 0 | 0 | 0 | 0 | 0 | 0 | 0 | 0 | 0 | 0 | 0 | 0 | 0 | 0 | 0 | 0 | 0 | 0 | 0 | 0 | 0 | 0 | 0 | 0 | TOTALS |  | 365 | 1775 | 25.3571
Indoor/outdoor |  | Indoor | [10 empty] | December | 3 | 0 | 0 | 0 | 0 | 4.2624 | 0 | 0 | 0 | 15.8561 | 0 | 15.8561 | 15.8561 | 0 | 0 | 0 | [17 empty] | Aug | 22 | 5 | 4 | TRUE | FALSE | 0 | 0 | 0 | 0 | 0 | 0 | 0 | 0 | 0 | 0 | 0 | 0 | 0 | 0 | 0 | 0 | 0 | 0 | 0 | 0 | 0 | 0 | 0 | 0 | 0 | 0 | 0 | 0 | 0 | 0 | 0 | 0 | 0 | 0 | 0 | 0 | 0 | 0 | 0 | 0 | 0 | 0 | 0 | 0 | 0 | 0 | 0 | 0
Evaporation | [13 empty] | TOTAL |  | 0 | 0 | 0 | 0 | 0 | 0 | 0 | 0 | 0 | 0 | 140.8789 | 0 | 0 | 0 | [17 empty] | Aug | 22 | 6 | 5 | TRUE | FALSE | 0 | 0 | 0 | 0 | 0 | 0 | 0 | 0 | 0 | 0 | 0 | 0 | 0 | 0 | 0 | 0 | 0 | 0 | 0 | 0 | 0 | 0 | 0 | 0 | 0 | 0 | 0 | 0 | 0 | 0 | 0 | 0 | 0 | 0 | 0 | 0 | 0 | 0 | 0 | 0 | 0 | 0 | 0 | 0 | 0 | 0 | 0 | 0 | Backwash duration | min |  |  | Notional Building Assumptions
Indoor/outdoor |  | Indoor | [15 empty] | Apr: Main pool input; Jun: Filtration pool input | [17 empty] | Aug | 22 | 7 | 6 | FALSE | FALSE | 0 | 0 | 0 | 0 | 0 | 0 | 0 | 0 | 0 | 0 | 0 | 0 | 0 | 0 | 0 | 0 | 0 | 0 | 0 | 0 | 0 | 0 | 0 | 0 | 0 | 0 | 0 | 0 | 0 | 0 | 0 | 0 | 0 | 0 | 0 | 0 | 0 | 0 | 0 | 0 | 0 | 0 | 0 | 0 | 0 | 0 | 0 | 0 | Manual | 2.5 |  |  | Filter | Sand filter
heated/non heated |  | Heated | [9 empty] | Swimmingpool | FALSE |  |  |  |  | Apr: Indoor; May: TRUE; Jun: Indoor; Jul: TRUE | [17 empty] | Aug | 22 | 8 | 7 | FALSE | FALSE | 0 | 0 | 0 | 0 | 0 | 0 | 0 | 0 | 0 | 0 | 0 | 0 | 0 | 0 | 0 | 0 | 0 | 0 | 0 | 0 | 0 | 0 | 0 | 0 | 0 | 0 | 0 | 0 | 0 | 0 | 0 | 0 | 0 | 0 | 0 | 0 | 0 | 0 | 0 | 0 | 0 | 0 | 0 | 0 | 0 | 0 | 0 | 0 | Automatic | 1.5 |  |  | Controls | Basic controls
Pool cover |  | Yes | [9 empty] | Sand / Sorptive media filter | FALSE |  |  |  |  | Apr: Outdoor; May: FALSE; Jun: Outdoor; Jul: FALSE | [17 empty] | Aug | 22 | 9 | 1 | TRUE | FALSE | 0 | 0 | 0 | 0 | 0 | 0 | 0 | 0 | 0 | 0 | 0 | 0 | 0 | 0 | 0 | 0 | 0 | 0 | 0 | 0 | 0 | 0 | 0 | 0 | 0 | 0 | 0 | 0 | 0 | 0 | 0 | 0 | 0 | 0 | 0 | 0 | 0 | 0 | 0 | 0 | 0 | 0 | 0 | 0 | 0 | 0 | 0 | 0 |  |  |  |  | Pump size (l/min) | 0 | (assume pump can cycle pool volume in 5 hrs)
[12 empty] | Cartridge filter | FALSE |  |  |  |  | Apr: Non-heated; May: FALSE | [17 empty] | Aug | 22 | 10 | 2 | TRUE | FALSE | 0 | 0 | 0 | 0 | 0 | 0 | 0 | 0 | 0 | 0 | 0 | 0 | 0 | 0 | 0 | 0 | 0 | 0 | 0 | 0 | 0 | 0 | 0 | 0 | 0 | 0 | 0 | 0 | 0 | 0 | 0 | 0 | 0 | 0 | 0 | 0 | 0 | 0 | 0 | 0 | 0 | 0 | 0 | 0 | 0 | 0 | 0 | 0 | Cartridge filtration |  | litres |  | Backwash duration (min) | 2.5
|  |  | Notional Building (m3/year) | [8 empty] | Natural filtration | TRUE |  |  |  |  | Apr: Heated; May: TRUE | [17 empty] | Aug | 22 | 11 | 3 | TRUE | FALSE | 0 | 0 | 0 | 0 | 0 | 0 | 0 | 0 | 0 | 0 | 0 | 0 | 0 | 0 | 0 | 0 | 0 | 0 | 0 | 0 | 0 | 0 | 0 | 0 | 0 | 0 | 0 | 0 | 0 | 0 | 0 | 0 | 0 | 0 | 0 | 0 | 0 | 0 | 0 | 0 | 0 | 0 | 0 | 0 | 0 | 0 | 0 | 0 | Water consumption per clean |  | 100 |  | Backwashes per year | 36.5
Total filtration consumption (m3/year) |  |  | 0 | [8 empty] | Basic Controls | FALSE |  |  |  |  | Apr: Pool blanket; May: TRUE | [17 empty] | Aug | 22 | 12 | 4 | TRUE | FALSE | 0 | 0 | 0 | 0 | 0 | 0 | 0 | 0 | 0 | 0 | 0 | 0 | 0 | 0 | 0 | 0 | 0 | 0 | 0 | 0 | 0 | 0 | 0 | 0 | 0 | 0 | 0 | 0 | 0 | 0 | 0 | 0 | 0 | 0 | 0 | 0 | 0 | 0 | 0 | 0 | 0 | 0 | 0 | 0 | 0 | 0 | 0 | 0
Total evaporation consumption (m3/year) |  |  | 0 | [8 empty] | Advanced Controls | TRUE | [33 empty] | Aug | 22 | 13 | 5 | TRUE | FALSE | 0 | 0 | 0 | 0 | 0 | 0 | 0 | 0 | 0 | 0 | 0 | 0 | 0 | 0 | 0 | 0 | 0 | 0 | 0 | 0 | 0 | 0 | 0 | 0 | 0 | 0 | 0 | 0 | 0 | 0 | 0 | 0 | 0 | 0 | 0 | 0 | 0 | 0 | 0 | 0 | 0 | 0 | 0 | 0 | 0 | 0 | 0 | 0 | Evaporation co-efficients |  | Reference
Total swimming pool make-up (m3) |  |  | 0 | [43 empty] | Aug | 22 | 14 | 6 | FALSE | FALSE | 0 | 0 | 0 | 0 | 0 | 0 | 0 | 0 | 0 | 0 | 0 | 0 | 0 | 0 | 0 | 0 | 0 | 0 | 0 | 0 | 0 | 0 | 0 | 0 | 0 | 0 | 0 | 0 | 0 | 0 | 0 | 0 | 0 | 0 | 0 | 0 | 0 | 0 | 0 | 0 | 0 | 0 | 0 | 0 | 0 | 0 | 0 | 0 | Indoor | 0.4 | Reference required
[12 empty] | Building Specific Major Water Uses - Laundry Facility Water Demand | [34 empty] | Aug | 22 | 15 | 7 | FALSE | FALSE | 0 | 0 | 0 | 0 | 0 | 0 | 0 | 0 | 0 | 0 | 0 | 0 | 0 | 0 | 0 | 0 | 0 | 0 | 0 | 0 | 0 | 0 | 0 | 0 | 0 | 0 | 0 | 0 | 0 | 0 | 0 | 0 | 0 | 0 | 0 | 0 | 0 | 0 | 0 | 0 | 0 | 0 | 0 | 0 | 0 | 0 | 0 | 0 | Outdoor | 1 | n/a
[47 empty] | Aug | 22 | 16 | 1 | TRUE | FALSE | 0 | 0 | 0 | 0 | 0 | 0 | 0 | 0 | 0 | 0 | 0 | 0 | 0 | 0 | 0 | 0 | 0 | 0 | 0 | 0 | 0 | 0 | 0 | 0 | 0 | 0 | 0 | 0 | 0 | 0 | 0 | 0 | 0 | 0 | 0 | 0 | 0 | 0 | 0 | 0 | 0 | 0 | 0 | 0 | 0 | 0 | 0 | 0 | Non-heated | 1 | n/a
Building Specific Major Water Uses - Laundry Facility Water Demand | [46 empty] | Aug | 22 | 17 | 2 | TRUE | FALSE | 0 | 0 | 0 | 0 | 0 | 0 | 0 | 0 | 0 | 0 | 0 | 0 | 0 | 0 | 0 | 0 | 0 | 0 | 0 | 0 | 0 | 0 | 0 | 0 | 0 | 0 | 0 | 0 | 0 | 0 | 0 | 0 | 0 | 0 | 0 | 0 | 0 | 0 | 0 | 0 | 0 | 0 | 0 | 0 | 0 | 0 | 0 | 0 | Heated | 1.4 | Reference required
STEP 2e - Please provide information regarding laundry facilities provided as part of the base building contract. If there are no laundry facilities, please proceed to the next step | [46 empty] | Aug | 22 | 18 | 3 | TRUE | FALSE | 0 | 0 | 0 | 0 | 0 | 0 | 0 | 0 | 0 | 0 | 0 | 0 | 0 | 0 | 0 | 0 | 0 | 0 | 0 | 0 | 0 | 0 | 0 | 0 | 0 | 0 | 0 | 0 | 0 | 0 | 0 | 0 | 0 | 0 | 0 | 0 | 0 | 0 | 0 | 0 | 0 | 0 | 0 | 0 | 0 | 0 | 0 | 0 | Pool Cover | 0.1 | Daisy Pool Covers, Fact sheet 1 Evaporation, 2005
Are laundry facilities provided in the building? |  |  | No | [8 empty] | Facility Provided | [34 empty] | Aug | 22 | 19 | 4 | TRUE | FALSE | 0 | 0 | 0 | 0 | 0 | 0 | 0 | 0 | 0 | 0 | 0 | 0 | 0 | 0 | 0 | 0 | 0 | 0 | 0 | 0 | 0 | 0 | 0 | 0 | 0 | 0 | 0 | 0 | 0 | 0 | 0 | 0 | 0 | 0 | 0 | 0 | 0 | 0 | 0 | 0 | 0 | 0 | 0 | 0 | 0 | 0 | 0 | 0
[12 empty] | FALSE | [34 empty] | Aug | 22 | 20 | 5 | TRUE | FALSE | 0 | 0 | 0 | 0 | 0 | 0 | 0 | 0 | 0 | 0 | 0 | 0 | 0 | 0 | 0 | 0 | 0 | 0 | 0 | 0 | 0 | 0 | 0 | 0 | 0 | 0 | 0 | 0 | 0 | 0 | 0 | 0 | 0 | 0 | 0 | 0 | 0 | 0 | 0 | 0 | 0 | 0 | 0 | 0 | 0 | 0 | 0 | 0
[47 empty] | Aug | 22 | 21 | 6 | FALSE | FALSE | 0 | 0 | 0 | 0 | 0 | 0 | 0 | 0 | 0 | 0 | 0 | 0 | 0 | 0 | 0 | 0 | 0 | 0 | 0 | 0 | 0 | 0 | 0 | 0 | 0 | 0 | 0 | 0 | 0 | 0 | 0 | 0 | 0 | 0 | 0 | 0 | 0 | 0 | 0 | 0 | 0 | 0 | 0 | 0 | 0 | 0 | 0 | 0
[12 empty] | Optional |  | FALSE | [32 empty] | Aug | 22 | 22 | 7 | FALSE | FALSE | 0 | 0 | 0 | 0 | 0 | 0 | 0 | 0 | 0 | 0 | 0 | 0 | 0 | 0 | 0 | 0 | 0 | 0 | 0 | 0 | 0 | 0 | 0 | 0 | 0 | 0 | 0 | 0 | 0 | 0 | 0 | 0 | 0 | 0 | 0 | 0 | 0 | 0 | 0 | 0 | 0 | 0 | 0 | 0 | 0 | 0 | 0 | 0
Please enter the estimated laundry load per month | [6 empty] | Laundry input is optional. Would you like to consider laundry water demand? |  | Yes |  |  | Mandatory |  | TRUE | [32 empty] | Aug | 22 | 23 | 1 | TRUE | FALSE | 0 | 0 | 0 | 0 | 0 | 0 | 0 | 0 | 0 | 0 | 0 | 0 | 0 | 0 | 0 | 0 | 0 | 0 | 0 | 0 | 0 | 0 | 0 | 0 | 0 | 0 | 0 | 0 | 0 | 0 | 0 | 0 | 0 | 0 | 0 | 0 | 0 | 0 | 0 | 0 | 0 | 0 | 0 | 0 | 0 | 0 | 0 | 0
| Estimated Laundry Load (kg) |  | Notional Building | [8 empty] | User select |  | TRUE | [32 empty] | Aug | 22 | 24 | 2 | TRUE | FALSE | 0 | 0 | 0 | 0 | 0 | 0 | 0 | 0 | 0 | 0 | 0 | 0 | 0 | 0 | 0 | 0 | 0 | 0 | 0 | 0 | 0 | 0 | 0 | 0 | 0 | 0 | 0 | 0 | 0 | 0 | 0 | 0 | 0 | 0 | 0 | 0 | 0 | 0 | 0 | 0 | 0 | 0 | 0 | 0 | 0 | 0 | 0 | 0
January |  |  | Total Typical Water Demand* (m3) |  | 0 | [6 empty] | Display Actual input |  | 2 | [32 empty] | Aug | 22 | 25 | 3 | TRUE | FALSE | 0 | 0 | 0 | 0 | 0 | 0 | 0 | 0 | 0 | 0 | 0 | 0 | 0 | 0 | 0 | 0 | 0 | 0 | 0 | 0 | 0 | 0 | 0 | 0 | 0 | 0 | 0 | 0 | 0 | 0 | 0 | 0 | 0 | 0 | 0 | 0 | 0 | 0 | 0 | 0 | 0 | 0 | 0 | 0 | 0 | 0 | 0 | 0
February |  |  | Laundry Water Demand (m3) |  | 0 | [41 empty] | Aug | 22 | 26 | 4 | TRUE | FALSE | 0 | 0 | 0 | 0 | 0 | 0 | 0 | 0 | 0 | 0 | 0 | 0 | 0 | 0 | 0 | 0 | 0 | 0 | 0 | 0 | 0 | 0 | 0 | 0 | 0 | 0 | 0 | 0 | 0 | 0 | 0 | 0 | 0 | 0 | 0 | 0 | 0 | 0 | 0 | 0 | 0 | 0 | 0 | 0 | 0 | 0 | 0 | 0
March |  |  | % Laundry of Total |  | - |  |  |  | Notional Building (m3/month) |  |  | Included |  | FALSE | [32 empty] | Aug | 22 | 27 | 5 | TRUE | FALSE | 0 | 0 | 0 | 0 | 0 | 0 | 0 | 0 | 0 | 0 | 0 | 0 | 0 | 0 | 0 | 0 | 0 | 0 | 0 | 0 | 0 | 0 | 0 | 0 | 0 | 0 | 0 | 0 | 0 | 0 | 0 | 0 | 0 | 0 | 0 | 0 | 0 | 0 | 0 | 0 | 0 | 0 | 0 | 0 | 0 | 0 | 0 | 0
April |  |  | *Includes Occupant Amenity, Heat Rejection & Irrigation Water |  |  |  | January |  | 0 | [37 empty] | Aug | 22 | 28 | 6 | FALSE | FALSE | 0 | 0 | 0 | 0 | 0 | 0 | 0 | 0 | 0 | 0 | 0 | 0 | 0 | 0 | 0 | 0 | 0 | 0 | 0 | 0 | 0 | 0 | 0 | 0 | 0 | 0 | 0 | 0 | 0 | 0 | 0 | 0 | 0 | 0 | 0 | 0 | 0 | 0 | 0 | 0 | 0 | 0 | 0 | 0 | 0 | 0 | 0 | 0
May | [6 empty] | February |  | 0 | [37 empty] | Aug | 22 | 29 | 7 | FALSE | FALSE | 0 | 0 | 0 | 0 | 0 | 0 | 0 | 0 | 0 | 0 | 0 | 0 | 0 | 0 | 0 | 0 | 0 | 0 | 0 | 0 | 0 | 0 | 0 | 0 | 0 | 0 | 0 | 0 | 0 | 0 | 0 | 0 | 0 | 0 | 0 | 0 | 0 | 0 | 0 | 0 | 0 | 0 | 0 | 0 | 0 | 0 | 0 | 0 | Laundry - Notional Building Assumptions
June | [6 empty] | March |  | 0 | [37 empty] | Aug | 22 | 30 | 1 | TRUE | FALSE | 0 | 0 | 0 | 0 | 0 | 0 | 0 | 0 | 0 | 0 | 0 | 0 | 0 | 0 | 0 | 0 | 0 | 0 | 0 | 0 | 0 | 0 | 0 | 0 | 0 | 0 | 0 | 0 | 0 | 0 | 0 | 0 | 0 | 0 | 0 | 0 | 0 | 0 | 0 | 0 | 0 | 0 | 0 | 0 | 0 | 0 | 0 | 0 | Efficiency of Laundry Equipment (litre/load) | 26
July | [6 empty] | April |  | 0 | [37 empty] | Aug | 22 | 31 | 2 | TRUE | TRUE | 6 | 6 | 0 | 0 | 0 | 0 | 0 | 0 | 0 | 0 | 0 | 0 | 0 | 0 | 0 | 0 | 0 | 0 | 0 | 0 | 0 | 0 | 0 | 0 | 0 | 0 | 0 | 0 | 0 | 0 | 0 | 0 | 0 | 0 | 0 | 0 | 0 | 0 | 0 | 0 | 0 | 0 | 0 | 0 | 0 | 0 | 0 | 0
August | [6 empty] | May |  | 0 | [37 empty] | Sep | 22 | 1 | 3 | TRUE | FALSE | 0 | 0 | 0 | 0 | 0 | 0 | 0 | 0 | 0 | 0 | 0 | 0 | 0 | 0 | 0 | 0 | 0 | 0 | 0 | 0 | 0 | 0 | 0 | 0 | 0 | 0 | 0 | 0 | 0 | 0 | 0 | 0 | 0 | 0 | 0 | 0 | 0 | 0 | 0 | 0 | 0 | 0 | 0 | 0 | 0 | 0 | 0 | 0
September | [6 empty] | June |  | 0 | [37 empty] | Sep | 22 | 2 | 4 | TRUE | FALSE | 0 | 0 | 0 | 0 | 0 | 0 | 0 | 0 | 0 | 0 | 0 | 0 | 0 | 0 | 0 | 0 | 0 | 0 | 0 | 0 | 0 | 0 | 0 | 0 | 0 | 0 | 0 | 0 | 0 | 0 | 0 | 0 | 0 | 0 | 0 | 0 | 0 | 0 | 0 | 0 | 0 | 0 | 0 | 0 | 0 | 0 | 0 | 0
October | [6 empty] | July |  | 0 |  |  | Threshold for optional compliance | [34 empty] | Sep | 22 | 3 | 5 | TRUE | FALSE | 0 | 0 | 0 | 0 | 0 | 0 | 0 | 0 | 0 | 0 | 0 | 0 | 0 | 0 | 0 | 0 | 0 | 0 | 0 | 0 | 0 | 0 | 0 | 0 | 0 | 0 | 0 | 0 | 0 | 0 | 0 | 0 | 0 | 0 | 0 | 0 | 0 | 0 | 0 | 0 | 0 | 0 | 0 | 0 | 0 | 0 | 0 | 0
November | [6 empty] | August |  | 0 |  |  | 3% | [34 empty] | Sep | 22 | 4 | 6 | FALSE | FALSE | 0 | 0 | 0 | 0 | 0 | 0 | 0 | 0 | 0 | 0 | 0 | 0 | 0 | 0 | 0 | 0 | 0 | 0 | 0 | 0 | 0 | 0 | 0 | 0 | 0 | 0 | 0 | 0 | 0 | 0 | 0 | 0 | 0 | 0 | 0 | 0 | 0 | 0 | 0 | 0 | 0 | 0 | 0 | 0 | 0 | 0 | 0 | 0
December | [6 empty] | September |  | 0 |  |  | Laundry accounts for <3% of total demand, actual building input optional | [34 empty] | Sep | 22 | 5 | 7 | FALSE | FALSE | 0 | 0 | 0 | 0 | 0 | 0 | 0 | 0 | 0 | 0 | 0 | 0 | 0 | 0 | 0 | 0 | 0 | 0 | 0 | 0 | 0 | 0 | 0 | 0 | 0 | 0 | 0 | 0 | 0 | 0 | 0 | 0 | 0 | 0 | 0 | 0 | 0 | 0 | 0 | 0 | 0 | 0 | 0 | 0 | 0 | 0 | 0 | 0
| 0 | [5 empty] | October |  | 0 |  |  | Laundry accounts for >3% of total demand, actual building input mandatory | [34 empty] | Sep | 22 | 6 | 1 | TRUE | FALSE | 0 | 0 | 0 | 0 | 0 | 0 | 0 | 0 | 0 | 0 | 0 | 0 | 0 | 0 | 0 | 0 | 0 | 0 | 0 | 0 | 0 | 0 | 0 | 0 | 0 | 0 | 0 | 0 | 0 | 0 | 0 | 0 | 0 | 0 | 0 | 0 | 0 | 0 | 0 | 0 | 0 | 0 | 0 | 0 | 0 | 0 | 0 | 0
[7 empty] | November |  | 0 | [37 empty] | Sep | 22 | 7 | 2 | TRUE | FALSE | 0 | 0 | 0 | 0 | 0 | 0 | 0 | 0 | 0 | 0 | 0 | 0 | 0 | 0 | 0 | 0 | 0 | 0 | 0 | 0 | 0 | 0 | 0 | 0 | 0 | 0 | 0 | 0 | 0 | 0 | 0 | 0 | 0 | 0 | 0 | 0 | 0 | 0 | 0 | 0 | 0 | 0 | 0 | 0 | 0 | 0 | 0 | 0
[7 empty] | December |  | 0 | [37 empty] | Sep | 22 | 8 | 3 | TRUE | TRUE | 6.75 | 6.75 | 0 | 0 | 0 | 0 | 0 | 0 | 0 | 0 | 0 | 0 | 0 | 0 | 0 | 0 | 0 | 0 | 0 | 0 | 0 | 0 | 0 | 0 | 0 | 0 | 0 | 0 | 0 | 0 | 0 | 0 | 0 | 0 | 0 | 0 | 0 | 0 | 0 | 0 | 0 | 0 | 0 | 0 | 0 | 0 | 0 | 0
[9 empty] | 0 | [37 empty] | Sep | 22 | 9 | 4 | TRUE | FALSE | 0 | 0 | 0 | 0 | 0 | 0 | 0 | 0 | 0 | 0 | 0 | 0 | 0 | 0 | 0 | 0 | 0 | 0 | 0 | 0 | 0 | 0 | 0 | 0 | 0 | 0 | 0 | 0 | 0 | 0 | 0 | 0 | 0 | 0 | 0 | 0 | 0 | 0 | 0 | 0 | 0 | 0 | 0 | 0 | 0 | 0 | 0 | 0
[47 empty] | Sep | 22 | 10 | 5 | TRUE | FALSE | 0 | 0 | 0 | 0 | 0 | 0 | 0 | 0 | 0 | 0 | 0 | 0 | 0 | 0 | 0 | 0 | 0 | 0 | 0 | 0 | 0 | 0 | 0 | 0 | 0 | 0 | 0 | 0 | 0 | 0 | 0 | 0 | 0 | 0 | 0 | 0 | 0 | 0 | 0 | 0 | 0 | 0 | 0 | 0 | 0 | 0 | 0 | 0
|  | Notional Building (m3/year) | [44 empty] | Sep | 22 | 11 | 6 | FALSE | FALSE | 0 | 0 | 0 | 0 | 0 | 0 | 0 | 0 | 0 | 0 | 0 | 0 | 0 | 0 | 0 | 0 | 0 | 0 | 0 | 0 | 0 | 0 | 0 | 0 | 0 | 0 | 0 | 0 | 0 | 0 | 0 | 0 | 0 | 0 | 0 | 0 | 0 | 0 | 0 | 0 | 0 | 0 | 0 | 0 | 0 | 0 | 0 | 0
Total Laundry demand |  | 0 | [44 empty] | Sep | 22 | 12 | 7 | FALSE | FALSE | 0 | 0 | 0 | 0 | 0 | 0 | 0 | 0 | 0 | 0 | 0 | 0 | 0 | 0 | 0 | 0 | 0 | 0 | 0 | 0 | 0 | 0 | 0 | 0 | 0 | 0 | 0 | 0 | 0 | 0 | 0 | 0 | 0 | 0 | 0 | 0 | 0 | 0 | 0 | 0 | 0 | 0 | 0 | 0 | 0 | 0 | 0 | 0
|  | 0 | [9 empty] | Building Specific Major Water Uses - Large Kitchen Water Demand | [34 empty] | Sep | 22 | 13 | 1 | TRUE | FALSE | 0 | 0 | 0 | 0 | 0 | 0 | 0 | 0 | 0 | 0 | 0 | 0 | 0 | 0 | 0 | 0 | 0 | 0 | 0 | 0 | 0 | 0 | 0 | 0 | 0 | 0 | 0 | 0 | 0 | 0 | 0 | 0 | 0 | 0 | 0 | 0 | 0 | 0 | 0 | 0 | 0 | 0 | 0 | 0 | 0 | 0 | 0 | 0
[47 empty] | Sep | 22 | 14 | 2 | TRUE | FALSE | 0 | 0 | 0 | 0 | 0 | 0 | 0 | 0 | 0 | 0 | 0 | 0 | 0 | 0 | 0 | 0 | 0 | 0 | 0 | 0 | 0 | 0 | 0 | 0 | 0 | 0 | 0 | 0 | 0 | 0 | 0 | 0 | 0 | 0 | 0 | 0 | 0 | 0 | 0 | 0 | 0 | 0 | 0 | 0 | 0 | 0 | 0 | 0
Building Specific Major Water Uses - Large Kitchen Water Demand | [46 empty] | Sep | 22 | 15 | 3 | TRUE | FALSE | 0 | 0 | 0 | 0 | 0 | 0 | 0 | 0 | 0 | 0 | 0 | 0 | 0 | 0 | 0 | 0 | 0 | 0 | 0 | 0 | 0 | 0 | 0 | 0 | 0 | 0 | 0 | 0 | 0 | 0 | 0 | 0 | 0 | 0 | 0 | 0 | 0 | 0 | 0 | 0 | 0 | 0 | 0 | 0 | 0 | 0 | 0 | 0
STEP 2f - Please provide information regarding Large Kitchens provided in the building. If there are no Large Kitchen facilities, please proceed to the next step | [46 empty] | Sep | 22 | 16 | 4 | TRUE | TRUE | 6.75 | 6.75 | 0 | 0 | 0 | 0 | 0 | 0 | 0 | 0 | 0 | 0 | 0 | 0 | 0 | 0 | 0 | 0 | 0 | 0 | 0 | 0 | 0 | 0 | 0 | 0 | 0 | 0 | 0 | 0 | 0 | 0 | 0 | 0 | 0 | 0 | 0 | 0 | 0 | 0 | 0 | 0 | 0 | 0 | 0 | 0 | 0 | 0
Is there a large kitchen providing meals in the building? |  |  | No | [8 empty] | Facility Provided | [34 empty] | Sep | 22 | 17 | 5 | TRUE | FALSE | 0 | 0 | 0 | 0 | 0 | 0 | 0 | 0 | 0 | 0 | 0 | 0 | 0 | 0 | 0 | 0 | 0 | 0 | 0 | 0 | 0 | 0 | 0 | 0 | 0 | 0 | 0 | 0 | 0 | 0 | 0 | 0 | 0 | 0 | 0 | 0 | 0 | 0 | 0 | 0 | 0 | 0 | 0 | 0 | 0 | 0 | 0 | 0
[12 empty] | FALSE | [34 empty] | Sep | 22 | 18 | 6 | FALSE | FALSE | 0 | 0 | 0 | 0 | 0 | 0 | 0 | 0 | 0 | 0 | 0 | 0 | 0 | 0 | 0 | 0 | 0 | 0 | 0 | 0 | 0 | 0 | 0 | 0 | 0 | 0 | 0 | 0 | 0 | 0 | 0 | 0 | 0 | 0 | 0 | 0 | 0 | 0 | 0 | 0 | 0 | 0 | 0 | 0 | 0 | 0 | 0 | 0
[47 empty] | Sep | 22 | 19 | 7 | FALSE | FALSE | 0 | 0 | 0 | 0 | 0 | 0 | 0 | 0 | 0 | 0 | 0 | 0 | 0 | 0 | 0 | 0 | 0 | 0 | 0 | 0 | 0 | 0 | 0 | 0 | 0 | 0 | 0 | 0 | 0 | 0 | 0 | 0 | 0 | 0 | 0 | 0 | 0 | 0 | 0 | 0 | 0 | 0 | 0 | 0 | 0 | 0 | 0 | 0
[7 empty] | Kitchen input is optional. Would you like to consider kitchen water demand? |  | Yes |  |  | Optional |  | FALSE | [32 empty] | Sep | 22 | 20 | 1 | TRUE | FALSE | 0 | 0 | 0 | 0 | 0 | 0 | 0 | 0 | 0 | 0 | 0 | 0 | 0 | 0 | 0 | 0 | 0 | 0 | 0 | 0 | 0 | 0 | 0 | 0 | 0 | 0 | 0 | 0 | 0 | 0 | 0 | 0 | 0 | 0 | 0 | 0 | 0 | 0 | 0 | 0 | 0 | 0 | 0 | 0 | 0 | 0 | 0 | 0
Please enter the estimated number of meals served per month |  |  | Please select kitchen items installed | [8 empty] | Mandatory |  | TRUE | [32 empty] | Sep | 22 | 21 | 2 | TRUE | FALSE | 0 | 0 | 0 | 0 | 0 | 0 | 0 | 0 | 0 | 0 | 0 | 0 | 0 | 0 | 0 | 0 | 0 | 0 | 0 | 0 | 0 | 0 | 0 | 0 | 0 | 0 | 0 | 0 | 0 | 0 | 0 | 0 | 0 | 0 | 0 | 0 | 0 | 0 | 0 | 0 | 0 | 0 | 0 | 0 | 0 | 0 | 0 | 0
| Estimated number of meals served | [10 empty] | User select |  | TRUE | [32 empty] | Sep | 22 | 22 | 3 | TRUE | FALSE | 0 | 0 | 0 | 0 | 0 | 0 | 0 | 0 | 0 | 0 | 0 | 0 | 0 | 0 | 0 | 0 | 0 | 0 | 0 | 0 | 0 | 0 | 0 | 0 | 0 | 0 | 0 | 0 | 0 | 0 | 0 | 0 | 0 | 0 | 0 | 0 | 0 | 0 | 0 | 0 | 0 | 0 | 0 | 0 | 0 | 0 | 0 | 0
January |  |  | Dishwashers | Single Tank Door |  |  |  |  | Notional Building (m3/month) |  |  | Display Actual input |  | TRUE | [32 empty] | Sep | 22 | 23 | 4 | TRUE | FALSE | 0 | 0 | 0 | 0 | 0 | 0 | 0 | 0 | 0 | 0 | 0 | 0 | 0 | 0 | 0 | 0 | 0 | 0 | 0 | 0 | 0 | 0 | 0 | 0 | 0 | 0 | 0 | 0 | 0 | 0 | 0 | 0 | 0 | 0 | 0 | 0 | 0 | 0 | 0 | 0 | 0 | 0 | 0 | 0 | 0 | 0 | 0 | 0
February |  |  | Pre rinse valves | Yes | [7 empty] | INCLUDED |  | FALSE | [32 empty] | Sep | 22 | 24 | 5 | TRUE | TRUE | 6.75 | 6.75 | 0 | 0 | 0 | 0 | 0 | 0 | 0 | 0 | 0 | 0 | 0 | 0 | 0 | 0 | 0 | 0 | 0 | 0 | 0 | 0 | 0 | 0 | 0 | 0 | 0 | 0 | 0 | 0 | 0 | 0 | 0 | 0 | 0 | 0 | 0 | 0 | 0 | 0 | 0 | 0 | 0 | 0 | 0 | 0 | 0 | 0
March |  |  | Basin / Sink Taps | Yes |  |  | January |  | 0 | [37 empty] | Sep | 22 | 25 | 6 | FALSE | FALSE | 0 | 0 | 0 | 0 | 0 | 0 | 0 | 0 | 0 | 0 | 0 | 0 | 0 | 0 | 0 | 0 | 0 | 0 | 0 | 0 | 0 | 0 | 0 | 0 | 0 | 0 | 0 | 0 | 0 | 0 | 0 | 0 | 0 | 0 | 0 | 0 | 0 | 0 | 0 | 0 | 0 | 0 | 0 | 0 | 0 | 0 | 0 | 0
April |  |  | Steam Cookers | No |  |  | February |  | 0 | [5 empty] | Notional Building Consumption |  | Actual Building Consumption | [29 empty] | Sep | 22 | 26 | 7 | FALSE | FALSE | 0 | 0 | 0 | 0 | 0 | 0 | 0 | 0 | 0 | 0 | 0 | 0 | 0 | 0 | 0 | 0 | 0 | 0 | 0 | 0 | 0 | 0 | 0 | 0 | 0 | 0 | 0 | 0 | 0 | 0 | 0 | 0 | 0 | 0 | 0 | 0 | 0 | 0 | 0 | 0 | 0 | 0 | 0 | 0 | 0 | 0 | 0 | 0
May | [6 empty] | March |  | 0 |  |  | Dishwasher |  | 1 | 0.84 | [31 empty] | Sep | 22 | 27 | 1 | TRUE | FALSE | 0 | 0 | 0 | 0 | 0 | 0 | 0 | 0 | 0 | 0 | 0 | 0 | 0 | 0 | 0 | 0 | 0 | 0 | 0 | 0 | 0 | 0 | 0 | 0 | 0 | 0 | 0 | 0 | 0 | 0 | 0 | 0 | 0 | 0 | 0 | 0 | 0 | 0 | 0 | 0 | 0 | 0 | 0 | 0 | 0 | 0 | 0 | 0 | Kitchen - Notional Building Assumptions
June |  |  | Notional Building |  |  |  | April |  | 0 |  |  | Pre rinse |  | TRUE | 4 | [31 empty] | Sep | 22 | 28 | 2 | TRUE | FALSE | 0 | 0 | 0 | 0 | 0 | 0 | 0 | 0 | 0 | 0 | 0 | 0 | 0 | 0 | 0 | 0 | 0 | 0 | 0 | 0 | 0 | 0 | 0 | 0 | 0 | 0 | 0 | 0 | 0 | 0 | 0 | 0 | 0 | 0 | 0 | 0 | 0 | 0 | 0 | 0 | 0 | 0 | 0 | 0 | 0 | 0 | 0 | 0 |  | Reference case usage |  | Usage | Consumption per meal (ltr/meal)
July |  |  | Consumption (ltr/meal) |  | 7.24 |  | May |  | 0 |  |  | Basin |  | TRUE | 2.4 | [31 empty] | Sep | 22 | 29 | 3 | TRUE | FALSE | 0 | 0 | 0 | 0 | 0 | 0 | 0 | 0 | 0 | 0 | 0 | 0 | 0 | 0 | 0 | 0 | 0 | 0 | 0 | 0 | 0 | 0 | 0 | 0 | 0 | 0 | 0 | 0 | 0 | 0 | 0 | 0 | 0 | 0 | 0 | 0 | 0 | 0 | 0 | 0 | 0 | 0 | 0 | 0 | 0 | 0 | 0 | 0 | Dishwashers
August |  |  | Total Typical Water Demand* (m3) |  | 0 |  | June |  | 0 |  |  | Steam cooker |  | FALSE | 0 | [31 empty] | Sep | 22 | 30 | 4 | TRUE | FALSE | 0 | 6.75 | 0 | 0 | 0 | 0 | 0 | 0 | 0 | 0 | 0 | 0 | 0 | 0 | 0 | 0 | 0 | 0 | 0 | 0 | 0 | 0 | 0 | 0 | 0 | 0 | 0 | 0 | 0 | 0 | 0 | 0 | 0 | 0 | 0 | 0 | 0 | 0 | 0 | 0 | 0 | 0 | 0 | 0 | 0 | 0 | 0 | 0 | None | 0 |  |  | 0
September |  |  | Kitchen Water Demand (m3) |  | 0 |  | July |  | 0 | [37 empty] | Oct | 21 | 1 | 5 | TRUE | FALSE | 0 | 0 | 0 | 0 | 0 | 0 | 0 | 0 | 0 | 0 | 0 | 0 | 0 | 0 | 0 | 0 | 0 | 0 | 0 | 0 | 0 | 0 | 0 | 0 | 0 | 0 | 0 | 0 | 0 | 0 | 0 | 0 | 0 | 0 | 0 | 0 | 0 | 0 | 0 | 0 | 0 | 0 | 0 | 0 | 0 | 0 | 0 | 0 | Under Counter | 13 | ltr/rack | 1 rack per 10 meals | 1.3
October |  |  | % Kitchen of Total |  | - |  | August |  | 0 |  |  | Threshold for optional compliance | [34 empty] | Oct | 21 | 2 | 6 | FALSE | FALSE | 0 | 0 | 0 | 0 | 0 | 0 | 0 | 0 | 0 | 0 | 0 | 0 | 0 | 0 | 0 | 0 | 0 | 0 | 0 | 0 | 0 | 0 | 0 | 0 | 0 | 0 | 0 | 0 | 0 | 0 | 0 | 0 | 0 | 0 | 0 | 0 | 0 | 0 | 0 | 0 | 0 | 0 | 0 | 0 | 0 | 0 | 0 | 0 | Single Tank Door | 8.4 | ltr/rack | 1 rack per 10 meals | 0.84
November |  |  | *Includes Occupant Amenity, Heat Rejection & Irrigation Water |  |  |  | September |  | 0 |  |  | 3% | [34 empty] | Oct | 21 | 3 | 7 | FALSE | TRUE | 7.2 | 7.2 | 0 | 0 | 0 | 0 | 0 | 0 | 0 | 0 | 0 | 0 | 0 | 0 | 0 | 0 | 0 | 0 | 0 | 0 | 0 | 0 | 0 | 0 | 0 | 0 | 0 | 0 | 0 | 0 | 0 | 0 | 0 | 0 | 0 | 0 | 0 | 0 | 0 | 0 | 0 | 0 | 0 | 0 | 0 | 0 | 0 | 0 | Tank Conveyor | 6 | ltr/rack | 1 rack per 10 meals | 0.6
December | [6 empty] | October |  | 0 |  |  | Laundry accounts for <3% of total demand, actual building input optional | [34 empty] | Oct | 21 | 4 | 1 | TRUE | FALSE | 0 | 0 | 0 | 0 | 0 | 0 | 0 | 0 | 0 | 0 | 0 | 0 | 0 | 0 | 0 | 0 | 0 | 0 | 0 | 0 | 0 | 0 | 0 | 0 | 0 | 0 | 0 | 0 | 0 | 0 | 0 | 0 | 0 | 0 | 0 | 0 | 0 | 0 | 0 | 0 | 0 | 0 | 0 | 0 | 0 | 0 | 0 | 0 | Multiple Tank Conveyor | 4.1 | ltr/rack | 1 rack per 10 meals | 0.41
| 0 | [5 empty] | November |  | 0 |  |  | Laundry accounts for >3% of total demand, actual building input mandatory | [34 empty] | Oct | 21 | 5 | 2 | TRUE | FALSE | 0 | 0 | 0 | 0 | 0 | 0 | 0 | 0 | 0 | 0 | 0 | 0 | 0 | 0 | 0 | 0 | 0 | 0 | 0 | 0 | 0 | 0 | 0 | 0 | 0 | 0 | 0 | 0 | 0 | 0 | 0 | 0 | 0 | 0 | 0 | 0 | 0 | 0 | 0 | 0 | 0 | 0 | 0 | 0 | 0 | 0 | 0 | 0 | Pre rinse valves | 20 | ltr/min | 1 minute per 5 meals | 4
[7 empty] | December |  | 0 | [37 empty] | Oct | 21 | 6 | 3 | TRUE | TRUE | 7.2 | 7.2 | 0 | 0 | 0 | 0 | 0 | 0 | 0 | 0 | 0 | 0 | 0 | 0 | 0 | 0 | 0 | 0 | 0 | 0 | 0 | 0 | 0 | 0 | 0 | 0 | 0 | 0 | 0 | 0 | 0 | 0 | 0 | 0 | 0 | 0 | 0 | 0 | 0 | 0 | 0 | 0 | 0 | 0 | 0 | 0 | 0 | 0 | Basin / Sink Tap | 12 | ltr/min | 1 minute per 5 meals | 2.4
[9 empty] | 0 | [37 empty] | Oct | 21 | 7 | 4 | TRUE | FALSE | 0 | 0 | 0 | 0 | 0 | 0 | 0 | 0 | 0 | 0 | 0 | 0 | 0 | 0 | 0 | 0 | 0 | 0 | 0 | 0 | 0 | 0 | 0 | 0 | 0 | 0 | 0 | 0 | 0 | 0 | 0 | 0 | 0 | 0 | 0 | 0 | 0 | 0 | 0 | 0 | 0 | 0 | 0 | 0 | 0 | 0 | 0 | 0 | Steam Cookers | 57 | ltr/hour | 1 hour per 25 meals | 2.28
[47 empty] | Oct | 21 | 8 | 5 | TRUE | FALSE | 0 | 0 | 0 | 0 | 0 | 0 | 0 | 0 | 0 | 0 | 0 | 0 | 0 | 0 | 0 | 0 | 0 | 0 | 0 | 0 | 0 | 0 | 0 | 0 | 0 | 0 | 0 | 0 | 0 | 0 | 0 | 0 | 0 | 0 | 0 | 0 | 0 | 0 | 0 | 0 | 0 | 0 | 0 | 0 | 0 | 0 | 0 | 0
|  | Notional Building (m3/year) | [44 empty] | Oct | 21 | 9 | 6 | FALSE | TRUE | 7.2 | 7.2 | 0 | 0 | 0 | 0 | 0 | 0 | 0 | 0 | 0 | 0 | 0 | 0 | 0 | 0 | 0 | 0 | 0 | 0 | 0 | 0 | 0 | 0 | 0 | 0 | 0 | 0 | 0 | 0 | 0 | 0 | 0 | 0 | 0 | 0 | 0 | 0 | 0 | 0 | 0 | 0 | 0 | 0 | 0 | 0 | 0 | 0
Total Kitchen demand |  | 0 | [44 empty] | Oct | 21 | 10 | 7 | FALSE | FALSE | 0 | 0 | 0 | 0 | 0 | 0 | 0 | 0 | 0 | 0 | 0 | 0 | 0 | 0 | 0 | 0 | 0 | 0 | 0 | 0 | 0 | 0 | 0 | 0 | 0 | 0 | 0 | 0 | 0 | 0 | 0 | 0 | 0 | 0 | 0 | 0 | 0 | 0 | 0 | 0 | 0 | 0 | 0 | 0 | 0 | 0 | 0 | 0
|  | 0 | [9 empty] | Other Major Water Use | [34 empty] | Oct | 21 | 11 | 1 | TRUE | FALSE | 0 | 0 | 0 | 0 | 0 | 0 | 0 | 0 | 0 | 0 | 0 | 0 | 0 | 0 | 0 | 0 | 0 | 0 | 0 | 0 | 0 | 0 | 0 | 0 | 0 | 0 | 0 | 0 | 0 | 0 | 0 | 0 | 0 | 0 | 0 | 0 | 0 | 0 | 0 | 0 | 0 | 0 | 0 | 0 | 0 | 0 | 0 | 0
[12 empty] | Included | FALSE | [33 empty] | Oct | 21 | 12 | 2 | TRUE | TRUE | 7.2 | 7.2 | 0 | 0 | 0 | 0 | 0 | 0 | 0 | 0 | 0 | 0 | 0 | 0 | 0 | 0 | 0 | 0 | 0 | 0 | 0 | 0 | 0 | 0 | 0 | 0 | 0 | 0 | 0 | 0 | 0 | 0 | 0 | 0 | 0 | 0 | 0 | 0 | 0 | 0 | 0 | 0 | 0 | 0 | 0 | 0 | 0 | 0
Other Major Water Uses | [11 empty] | Threshold for inclusion: | [34 empty] | Oct | 21 | 13 | 3 | TRUE | FALSE | 0 | 0 | 0 | 0 | 0 | 0 | 0 | 0 | 0 | 0 | 0 | 0 | 0 | 0 | 0 | 0 | 0 | 0 | 0 | 0 | 0 | 0 | 0 | 0 | 0 | 0 | 0 | 0 | 0 | 0 | 0 | 0 | 0 | 0 | 0 | 0 | 0 | 0 | 0 | 0 | 0 | 0 | 0 | 0 | 0 | 0 | 0 | 0
STEP 2g - Please provide information regarding other major water uses in the building. If there are no other major water uses, please proceed to the next step | [11 empty] | 3% | [34 empty] | Oct | 21 | 14 | 4 | TRUE | FALSE | 0 | 0 | 0 | 0 | 0 | 0 | 0 | 0 | 0 | 0 | 0 | 0 | 0 | 0 | 0 | 0 | 0 | 0 | 0 | 0 | 0 | 0 | 0 | 0 | 0 | 0 | 0 | 0 | 0 | 0 | 0 | 0 | 0 | 0 | 0 | 0 | 0 | 0 | 0 | 0 | 0 | 0 | 0 | 0 | 0 | 0 | 0 | 0
For more details on how to include major water uses, please refer to the Potable Water Calculator Guide | [11 empty] | Other major water use | [34 empty] | Oct | 21 | 15 | 5 | TRUE | TRUE | 7.2 | 7.2 | 0 | 0 | 0 | 0 | 0 | 0 | 0 | 0 | 0 | 0 | 0 | 0 | 0 | 0 | 0 | 0 | 0 | 0 | 0 | 0 | 0 | 0 | 0 | 0 | 0 | 0 | 0 | 0 | 0 | 0 | 0 | 0 | 0 | 0 | 0 | 0 | 0 | 0 | 0 | 0 | 0 | 0 | 0 | 0 | 0 | 0
Are there any other major water demands not accounted for in the calculator? |  |  |  | No | [7 empty] | FALSE | [34 empty] | Oct | 21 | 16 | 6 | FALSE | FALSE | 0 | 0 | 0 | 0 | 0 | 0 | 0 | 0 | 0 | 0 | 0 | 0 | 0 | 0 | 0 | 0 | 0 | 0 | 0 | 0 | 0 | 0 | 0 | 0 | 0 | 0 | 0 | 0 | 0 | 0 | 0 | 0 | 0 | 0 | 0 | 0 | 0 | 0 | 0 | 0 | 0 | 0 | 0 | 0 | 0 | 0 | 0 | 0
[47 empty] | Oct | 21 | 17 | 7 | FALSE | FALSE | 0 | 0 | 0 | 0 | 0 | 0 | 0 | 0 | 0 | 0 | 0 | 0 | 0 | 0 | 0 | 0 | 0 | 0 | 0 | 0 | 0 | 0 | 0 | 0 | 0 | 0 | 0 | 0 | 0 | 0 | 0 | 0 | 0 | 0 | 0 | 0 | 0 | 0 | 0 | 0 | 0 | 0 | 0 | 0 | 0 | 0 | 0 | 0
[12 empty] | Notional Building demand > 3% of total. Demand included | [34 empty] | Oct | 21 | 18 | 1 | TRUE | TRUE | 7.2 | 7.2 | 0 | 0 | 0 | 0 | 0 | 0 | 0 | 0 | 0 | 0 | 0 | 0 | 0 | 0 | 0 | 0 | 0 | 0 | 0 | 0 | 0 | 0 | 0 | 0 | 0 | 0 | 0 | 0 | 0 | 0 | 0 | 0 | 0 | 0 | 0 | 0 | 0 | 0 | 0 | 0 | 0 | 0 | 0 | 0 | 0 | 0
| {Other Water Use 1} |  |  |  | {Other Water Use 2} |  |  |  | {Other Water Use 3} |  |  | Notional Building demand <3% of total. Demand not included | [34 empty] | Oct | 21 | 19 | 2 | TRUE | FALSE | 0 | 0 | 0 | 0 | 0 | 0 | 0 | 0 | 0 | 0 | 0 | 0 | 0 | 0 | 0 | 0 | 0 | 0 | 0 | 0 | 0 | 0 | 0 | 0 | 0 | 0 | 0 | 0 | 0 | 0 | 0 | 0 | 0 | 0 | 0 | 0 | 0 | 0 | 0 | 0 | 0 | 0 | 0 | 0 | 0 | 0 | 0 | 0
| Notional Building |  |  |  | Notional Building |  |  |  | Notional Building | [37 empty] | Oct | 21 | 20 | 3 | TRUE | FALSE | 0 | 0 | 0 | 0 | 0 | 0 | 0 | 0 | 0 | 0 | 0 | 0 | 0 | 0 | 0 | 0 | 0 | 0 | 0 | 0 | 0 | 0 | 0 | 0 | 0 | 0 | 0 | 0 | 0 | 0 | 0 | 0 | 0 | 0 | 0 | 0 | 0 | 0 | 0 | 0 | 0 | 0 | 0 | 0 | 0 | 0 | 0 | 0
| (m3 per month) |  |  |  | (m3 per month) |  |  |  | (m3 per month) |  |  | Included: | [34 empty] | Oct | 21 | 21 | 4 | TRUE | TRUE | 7.2 | 7.2 | 0 | 0 | 0 | 0 | 0 | 0 | 0 | 0 | 0 | 0 | 0 | 0 | 0 | 0 | 0 | 0 | 0 | 0 | 0 | 0 | 0 | 0 | 0 | 0 | 0 | 0 | 0 | 0 | 0 | 0 | 0 | 0 | 0 | 0 | 0 | 0 | 0 | 0 | 0 | 0 | 0 | 0 | 0 | 0 | 0 | 0
January | 10 | [10 empty] | {Other Water Use 1} |  | FALSE | [32 empty] | Oct | 21 | 22 | 5 | TRUE | FALSE | 0 | 0 | 0 | 0 | 0 | 0 | 0 | 0 | 0 | 0 | 0 | 0 | 0 | 0 | 0 | 0 | 0 | 0 | 0 | 0 | 0 | 0 | 0 | 0 | 0 | 0 | 0 | 0 | 0 | 0 | 0 | 0 | 0 | 0 | 0 | 0 | 0 | 0 | 0 | 0 | 0 | 0 | 0 | 0 | 0 | 0 | 0 | 0
February | 10 | [10 empty] | {Other Water Use 2} |  | FALSE | [32 empty] | Oct | 21 | 23 | 6 | FALSE | FALSE | 0 | 0 | 0 | 0 | 0 | 0 | 0 | 0 | 0 | 0 | 0 | 0 | 0 | 0 | 0 | 0 | 0 | 0 | 0 | 0 | 0 | 0 | 0 | 0 | 0 | 0 | 0 | 0 | 0 | 0 | 0 | 0 | 0 | 0 | 0 | 0 | 0 | 0 | 0 | 0 | 0 | 0 | 0 | 0 | 0 | 0 | 0 | 0
March | 11 | [10 empty] | {Other Water Use 3} |  | FALSE | [32 empty] | Oct | 21 | 24 | 7 | FALSE | TRUE | 7.2 | 7.2 | 0 | 0 | 0 | 0 | 0 | 0 | 0 | 0 | 0 | 0 | 0 | 0 | 0 | 0 | 0 | 0 | 0 | 0 | 0 | 0 | 0 | 0 | 0 | 0 | 0 | 0 | 0 | 0 | 0 | 0 | 0 | 0 | 0 | 0 | 0 | 0 | 0 | 0 | 0 | 0 | 0 | 0 | 0 | 0 | 0 | 0
April | 12 | [45 empty] | Oct | 21 | 25 | 1 | TRUE | FALSE | 0 | 0 | 0 | 0 | 0 | 0 | 0 | 0 | 0 | 0 | 0 | 0 | 0 | 0 | 0 | 0 | 0 | 0 | 0 | 0 | 0 | 0 | 0 | 0 | 0 | 0 | 0 | 0 | 0 | 0 | 0 | 0 | 0 | 0 | 0 | 0 | 0 | 0 | 0 | 0 | 0 | 0 | 0 | 0 | 0 | 0 | 0 | 0 | Kitchen - Notional Building Assumptions
May | 13 | [45 empty] | Oct | 21 | 26 | 2 | TRUE | FALSE | 0 | 0 | 0 | 0 | 0 | 0 | 0 | 0 | 0 | 0 | 0 | 0 | 0 | 0 | 0 | 0 | 0 | 0 | 0 | 0 | 0 | 0 | 0 | 0 | 0 | 0 | 0 | 0 | 0 | 0 | 0 | 0 | 0 | 0 | 0 | 0 | 0 | 0 | 0 | 0 | 0 | 0 | 0 | 0 | 0 | 0 | 0 | 0 |  | Reference case usage |  | Usage | Consumption per meal (ltr/meal)
June | 14 | [45 empty] | Oct | 21 | 27 | 3 | TRUE | TRUE | 7.2 | 7.2 | 0 | 0 | 0 | 0 | 0 | 0 | 0 | 0 | 0 | 0 | 0 | 0 | 0 | 0 | 0 | 0 | 0 | 0 | 0 | 0 | 0 | 0 | 0 | 0 | 0 | 0 | 0 | 0 | 0 | 0 | 0 | 0 | 0 | 0 | 0 | 0 | 0 | 0 | 0 | 0 | 0 | 0 | 0 | 0 | 0 | 0 | Dishwasher | 13 | ltr/rack | 1 rack per 10 meals | 1.3
July | 15 | [45 empty] | Oct | 21 | 28 | 4 | TRUE | FALSE | 0 | 0 | 0 | 0 | 0 | 0 | 0 | 0 | 0 | 0 | 0 | 0 | 0 | 0 | 0 | 0 | 0 | 0 | 0 | 0 | 0 | 0 | 0 | 0 | 0 | 0 | 0 | 0 | 0 | 0 | 0 | 0 | 0 | 0 | 0 | 0 | 0 | 0 | 0 | 0 | 0 | 0 | 0 | 0 | 0 | 0 | 0 | 0 | Pre rinse valves | 20 | ltr/min | 1 minute per 5 meals | 4
August | 16 | [45 empty] | Oct | 21 | 29 | 5 | TRUE | FALSE | 0 | 0 | 0 | 0 | 0 | 0 | 0 | 0 | 0 | 0 | 0 | 0 | 0 | 0 | 0 | 0 | 0 | 0 | 0 | 0 | 0 | 0 | 0 | 0 | 0 | 0 | 0 | 0 | 0 | 0 | 0 | 0 | 0 | 0 | 0 | 0 | 0 | 0 | 0 | 0 | 0 | 0 | 0 | 0 | 0 | 0 | 0 | 0 | Basin / Sink Tap | 12 | ltr/min | 1 minute per 5 meals | 2.4
September | 17 | [45 empty] | Oct | 21 | 30 | 6 | FALSE | TRUE | 7.2 | 7.2 | 0 | 0 | 0 | 0 | 0 | 0 | 0 | 0 | 0 | 0 | 0 | 0 | 0 | 0 | 0 | 0 | 0 | 0 | 0 | 0 | 0 | 0 | 0 | 0 | 0 | 0 | 0 | 0 | 0 | 0 | 0 | 0 | 0 | 0 | 0 | 0 | 0 | 0 | 0 | 0 | 0 | 0 | 0 | 0 | 0 | 0 | Steam Cookers | 57 | ltr/hour | 1 hour per 25 meals | 2.28
October | 18 | [45 empty] | Oct | 21 | 31 | 7 | FALSE | FALSE | 0 | 0 | 0 | 0 | 0 | 0 | 0 | 0 | 0 | 0 | 0 | 0 | 0 | 0 | 0 | 0 | 0 | 0 | 0 | 0 | 0 | 0 | 0 | 0 | 0 | 0 | 0 | 0 | 0 | 0 | 0 | 0 | 0 | 0 | 0 | 0 | 0 | 0 | 0 | 0 | 0 | 0 | 0 | 0 | 0 | 0 | 0 | 0
November | 19 | [45 empty] | Nov | 22 | 1 | 1 | TRUE | FALSE | 0 | 0 | 0 | 0 | 0 | 0 | 0 | 0 | 0 | 0 | 0 | 0 | 0 | 0 | 0 | 0 | 0 | 0 | 0 | 0 | 0 | 0 | 0 | 0 | 0 | 0 | 0 | 0 | 0 | 0 | 0 | 0 | 0 | 0 | 0 | 0 | 0 | 0 | 0 | 0 | 0 | 0 | 0 | 0 | 0 | 0 | 0 | 0
December | 20 | [45 empty] | Nov | 22 | 2 | 2 | TRUE | TRUE | 7.8 | 7.8 | 0 | 0 | 0 | 0 | 0 | 0 | 0 | 0 | 0 | 0 | 0 | 0 | 0 | 0 | 0 | 0 | 0 | 0 | 0 | 0 | 0 | 0 | 0 | 0 | 0 | 0 | 0 | 0 | 0 | 0 | 0 | 0 | 0 | 0 | 0 | 0 | 0 | 0 | 0 | 0 | 0 | 0 | 0 | 0 | 0 | 0
Total (m3 per year) | 175 |  |  |  | 0 |  |  |  | 0 | [37 empty] | Nov | 22 | 3 | 3 | TRUE | FALSE | 0 | 0 | 0 | 0 | 0 | 0 | 0 | 0 | 0 | 0 | 0 | 0 | 0 | 0 | 0 | 0 | 0 | 0 | 0 | 0 | 0 | 0 | 0 | 0 | 0 | 0 | 0 | 0 | 0 | 0 | 0 | 0 | 0 | 0 | 0 | 0 | 0 | 0 | 0 | 0 | 0 | 0 | 0 | 0 | 0 | 0 | 0 | 0
[47 empty] | Nov | 22 | 4 | 4 | TRUE | TRUE | 7.8 | 7.8 | 0 | 0 | 0 | 0 | 0 | 0 | 0 | 0 | 0 | 0 | 0 | 0 | 0 | 0 | 0 | 0 | 0 | 0 | 0 | 0 | 0 | 0 | 0 | 0 | 0 | 0 | 0 | 0 | 0 | 0 | 0 | 0 | 0 | 0 | 0 | 0 | 0 | 0 | 0 | 0 | 0 | 0 | 0 | 0 | 0 | 0
Notional Building |  |  |  | Notional Building |  |  |  | Notional Building | [38 empty] | Nov | 22 | 5 | 5 | TRUE | FALSE | 0 | 0 | 0 | 0 | 0 | 0 | 0 | 0 | 0 | 0 | 0 | 0 | 0 | 0 | 0 | 0 | 0 | 0 | 0 | 0 | 0 | 0 | 0 | 0 | 0 | 0 | 0 | 0 | 0 | 0 | 0 | 0 | 0 | 0 | 0 | 0 | 0 | 0 | 0 | 0 | 0 | 0 | 0 | 0 | 0 | 0 | 0 | 0
Total Typical Water Demand* (m3) |  | 0 |  | Total Typical Water Demand* (m3) |  | 0 |  | Total Typical Water Demand* (m3) |  | 0 | [36 empty] | Nov | 22 | 6 | 6 | FALSE | TRUE | 7.8 | 7.8 | 0 | 0 | 0 | 0 | 0 | 0 | 0 | 0 | 0 | 0 | 0 | 0 | 0 | 0 | 0 | 0 | 0 | 0 | 0 | 0 | 0 | 0 | 0 | 0 | 0 | 0 | 0 | 0 | 0 | 0 | 0 | 0 | 0 | 0 | 0 | 0 | 0 | 0 | 0 | 0 | 0 | 0 | 0 | 0 | 0 | 0
{Other Water Use 1} demand of total |  | - |  | {Other Water Use 2} demand of total |  | - |  | {Other Water Use 3} demand of total |  | - |  | Summary of Water Demands | [34 empty] | Nov | 22 | 7 | 7 | FALSE | FALSE | 0 | 0 | 0 | 0 | 0 | 0 | 0 | 0 | 0 | 0 | 0 | 0 | 0 | 0 | 0 | 0 | 0 | 0 | 0 | 0 | 0 | 0 | 0 | 0 | 0 | 0 | 0 | 0 | 0 | 0 | 0 | 0 | 0 | 0 | 0 | 0 | 0 | 0 | 0 | 0 | 0 | 0 | 0 | 0 | 0 | 0 | 0 | 0
Notional Building demand > 3% of total. Demand included |  |  |  | Notional Building demand > 3% of total. Demand included |  |  |  | Notional Building demand > 3% of total. Demand included | [6 empty] | Actual building | [15 empty] | Notional building | [15 empty] | Nov | 22 | 8 | 1 | TRUE | TRUE | 7.8 | 7.8 | 0 | 0 | 0 | 0 | 0 | 0 | 0 | 0 | 0 | 0 | 0 | 0 | 0 | 0 | 0 | 0 | 0 | 0 | 0 | 0 | 0 | 0 | 0 | 0 | 0 | 0 | 0 | 0 | 0 | 0 | 0 | 0 | 0 | 0 | 0 | 0 | 0 | 0 | 0 | 0 | 0 | 0 | 0 | 0 | 0 | 0
*Includes Occupant Amenity, Heat Rejection & Irrigation Water |  |  |  | *Includes Occupant Amenity, Heat Rejection & Irrigation Water |  |  |  | *Includes Occupant Amenity, Heat Rejection & Irrigation Water |  |  |  |  | Monthly Breakdown of demand | [5 empty] | Heat Rejection |  |  | Included: | FALSE | FALSE | FALSE | FALSE | FALSE | FALSE | [6 empty] | Heat Rejection |  |  | Include | FALSE | FALSE | FALSE | FALSE | FALSE | FALSE |  |  | Nov | 22 | 9 | 2 | TRUE | FALSE | 0 | 0 | 0 | 0 | 0 | 0 | 0 | 0 | 0 | 0 | 0 | 0 | 0 | 0 | 0 | 0 | 0 | 0 | 0 | 0 | 0 | 0 | 0 | 0 | 0 | 0 | 0 | 0 | 0 | 0 | 0 | 0 | 0 | 0 | 0 | 0 | 0 | 0 | 0 | 0 | 0 | 0 | 0 | 0 | 0 | 0 | 0 | 0
Summary of Water Demands | [13 empty] | # of days | Toilet | Urinal | Indoor taps | Showers | Evaporation & Drift | Bleed | TOTAL | Irrigation | Swimming Pool | Laundry Facilities | Large Kitchens | {Other Water Use 1} | {Other Water Use 2} | {Other Water Use 3} | TOTAL |  | Toilet | Urinal | Indoor taps | Showers | Evaporation & Drift | Bleed | TOTAL | Irrigation | Swimming Pool | Laundry Facilities | Large Kitchens | {Other Water Use 1} | {Other Water Use 2} | {Other Water Use 3} | TOTAL |  | Nov | 22 | 10 | 3 | TRUE | TRUE | 7.8 | 7.8 | 0 | 0 | 0 | 0 | 0 | 0 | 0 | 0 | 0 | 0 | 0 | 0 | 0 | 0 | 0 | 0 | 0 | 0 | 0 | 0 | 0 | 0 | 0 | 0 | 0 | 0 | 0 | 0 | 0 | 0 | 0 | 0 | 0 | 0 | 0 | 0 | 0 | 0 | 0 | 0 | 0 | 0 | 0 | 0 | 0 | 0
[13 empty] | January | 31 | 0 | 0 | 0 | 0 | 0 | 0 | 0 | 0 | 14.1592 | 0 | 0 | 0 | 0 | 0 | 14.1592 |  | 0 | 0 | 0 | 0 | 0 | 0 | 0 | 0 | 0 | 0 | 0 | 0 | 0 | 0 | 0 |  | Nov | 22 | 11 | 4 | TRUE | FALSE | 0 | 0 | 0 | 0 | 0 | 0 | 0 | 0 | 0 | 0 | 0 | 0 | 0 | 0 | 0 | 0 | 0 | 0 | 0 | 0 | 0 | 0 | 0 | 0 | 0 | 0 | 0 | 0 | 0 | 0 | 0 | 0 | 0 | 0 | 0 | 0 | 0 | 0 | 0 | 0 | 0 | 0 | 0 | 0 | 0 | 0 | 0 | 0
[13 empty] | February | 28 | 0 | 0 | 0 | 0 | 0 | 0 | 0 | 0 | 11.4463 | 0 | 0 | 0 | 0 | 0 | 11.4463 |  | 0 | 0 | 0 | 0 | 0 | 0 | 0 | 0 | 0 | 0 | 0 | 0 | 0 | 0 | 0 |  | Nov | 22 | 12 | 5 | TRUE | TRUE | 7.8 | 7.8 | 0 | 0 | 0 | 0 | 0 | 0 | 0 | 0 | 0 | 0 | 0 | 0 | 0 | 0 | 0 | 0 | 0 | 0 | 0 | 0 | 0 | 0 | 0 | 0 | 0 | 0 | 0 | 0 | 0 | 0 | 0 | 0 | 0 | 0 | 0 | 0 | 0 | 0 | 0 | 0 | 0 | 0 | 0 | 0 | 0 | 0
|  | Notional building | [10 empty] | March | 31 | 0 | 0 | 0 | 0 | 0 | 0 | 0 | 0 | 11.1256 | 0 | 0 | 0 | 0 | 0 | 11.1256 |  | 0 | 0 | 0 | 0 | 0 | 0 | 0 | 0 | 0 | 0 | 0 | 0 | 0 | 0 | 0 |  | Nov | 22 | 13 | 6 | FALSE | FALSE | 0 | 0 | 0 | 0 | 0 | 0 | 0 | 0 | 0 | 0 | 0 | 0 | 0 | 0 | 0 | 0 | 0 | 0 | 0 | 0 | 0 | 0 | 0 | 0 | 0 | 0 | 0 | 0 | 0 | 0 | 0 | 0 | 0 | 0 | 0 | 0 | 0 | 0 | 0 | 0 | 0 | 0 | 0 | 0 | 0 | 0 | 0 | 0
WC |  | 0 | [10 empty] | April | 30 | 0 | 0 | 0 | 0 | 0 | 0 | 0 | 0 | 10.0384 | 0 | 0 | 0 | 0 | 0 | 10.0384 |  | 0 | 0 | 0 | 0 | 0 | 0 | 0 | 0 | 0 | 0 | 0 | 0 | 0 | 0 | 0 |  | Nov | 22 | 14 | 7 | FALSE | TRUE | 7.8 | 7.8 | 0 | 0 | 0 | 0 | 0 | 0 | 0 | 0 | 0 | 0 | 0 | 0 | 0 | 0 | 0 | 0 | 0 | 0 | 0 | 0 | 0 | 0 | 0 | 0 | 0 | 0 | 0 | 0 | 0 | 0 | 0 | 0 | 0 | 0 | 0 | 0 | 0 | 0 | 0 | 0 | 0 | 0 | 0 | 0 | 0 | 0
Urinals |  | 0 | [10 empty] | May | 31 | 0 | 0 | 0 | 0 | 0 | 0 | 0 | 0 | 8.9877 | 0 | 0 | 0 | 0 | 0 | 8.9877 |  | 0 | 0 | 0 | 0 | 0 | 0 | 0 | 0 | 0 | 0 | 0 | 0 | 0 | 0 | 0 |  | Nov | 22 | 15 | 1 | TRUE | FALSE | 0 | 0 | 0 | 0 | 0 | 0 | 0 | 0 | 0 | 0 | 0 | 0 | 0 | 0 | 0 | 0 | 0 | 0 | 0 | 0 | 0 | 0 | 0 | 0 | 0 | 0 | 0 | 0 | 0 | 0 | 0 | 0 | 0 | 0 | 0 | 0 | 0 | 0 | 0 | 0 | 0 | 0 | 0 | 0 | 0 | 0 | 0 | 0
Indoor taps |  | 0 | [10 empty] | June | 30 | 0 | 0 | 0 | 0 | 0 | 0 | 0 | 0 | 7.5614 | 0 | 0 | 0 | 0 | 0 | 7.5614 |  | 0 | 0 | 0 | 0 | 0 | 0 | 0 | 0 | 0 | 0 | 0 | 0 | 0 | 0 | 0 |  | Nov | 22 | 16 | 2 | TRUE | TRUE | 7.8 | 7.8 | 0 | 0 | 0 | 0 | 0 | 0 | 0 | 0 | 0 | 0 | 0 | 0 | 0 | 0 | 0 | 0 | 0 | 0 | 0 | 0 | 0 | 0 | 0 | 0 | 0 | 0 | 0 | 0 | 0 | 0 | 0 | 0 | 0 | 0 | 0 | 0 | 0 | 0 | 0 | 0 | 0 | 0 | 0 | 0 | 0 | 0
Showers |  | 0 | [10 empty] | July | 31 | 0 | 0 | 0 | 0 | 0 | 0 | 0 | 0 | 8.4095 | 0 | 0 | 0 | 0 | 0 | 8.4095 |  | 0 | 0 | 0 | 0 | 0 | 0 | 0 | 0 | 0 | 0 | 0 | 0 | 0 | 0 | 0 |  | Nov | 22 | 17 | 3 | TRUE | FALSE | 0 | 0 | 0 | 0 | 0 | 0 | 0 | 0 | 0 | 0 | 0 | 0 | 0 | 0 | 0 | 0 | 0 | 0 | 0 | 0 | 0 | 0 | 0 | 0 | 0 | 0 | 0 | 0 | 0 | 0 | 0 | 0 | 0 | 0 | 0 | 0 | 0 | 0 | 0 | 0 | 0 | 0 | 0 | 0 | 0 | 0 | 0 | 0
Heat Rejection |  | 0 | [10 empty] | August | 31 | 0 | 0 | 0 | 0 | 0 | 0 | 0 | 0 | 10.6349 | 0 | 0 | 0 | 0 | 0 | 10.6349 |  | 0 | 0 | 0 | 0 | 0 | 0 | 0 | 0 | 0 | 0 | 0 | 0 | 0 | 0 | 0 |  | Nov | 22 | 18 | 4 | TRUE | TRUE | 7.8 | 7.8 | 0 | 0 | 0 | 0 | 0 | 0 | 0 | 0 | 0 | 0 | 0 | 0 | 0 | 0 | 0 | 0 | 0 | 0 | 0 | 0 | 0 | 0 | 0 | 0 | 0 | 0 | 0 | 0 | 0 | 0 | 0 | 0 | 0 | 0 | 0 | 0 | 0 | 0 | 0 | 0 | 0 | 0 | 0 | 0 | 0 | 0
Irrigation |  | 0 | [10 empty] | September | 30 | 0 | 0 | 0 | 0 | 0 | 0 | 0 | 0 | 13.6929 | 0 | 0 | 0 | 0 | 0 | 13.6929 |  | 0 | 0 | 0 | 0 | 0 | 0 | 0 | 0 | 0 | 0 | 0 | 0 | 0 | 0 | 0 |  | Nov | 22 | 19 | 5 | TRUE | FALSE | 0 | 0 | 0 | 0 | 0 | 0 | 0 | 0 | 0 | 0 | 0 | 0 | 0 | 0 | 0 | 0 | 0 | 0 | 0 | 0 | 0 | 0 | 0 | 0 | 0 | 0 | 0 | 0 | 0 | 0 | 0 | 0 | 0 | 0 | 0 | 0 | 0 | 0 | 0 | 0 | 0 | 0 | 0 | 0 | 0 | 0 | 0 | 0
Swimming pool |  | 0 | [10 empty] | October | 31 | 0 | 0 | 0 | 0 | 0 | 0 | 0 | 0 | 14.7103 | 0 | 0 | 0 | 0 | 0 | 14.7103 |  | 0 | 0 | 0 | 0 | 0 | 0 | 0 | 0 | 0 | 0 | 0 | 0 | 0 | 0 | 0 |  | Nov | 22 | 20 | 6 | FALSE | TRUE | 7.8 | 7.8 | 0 | 0 | 0 | 0 | 0 | 0 | 0 | 0 | 0 | 0 | 0 | 0 | 0 | 0 | 0 | 0 | 0 | 0 | 0 | 0 | 0 | 0 | 0 | 0 | 0 | 0 | 0 | 0 | 0 | 0 | 0 | 0 | 0 | 0 | 0 | 0 | 0 | 0 | 0 | 0 | 0 | 0 | 0 | 0 | 0 | 0
Laundry Facilities |  | 0 | [10 empty] | November | 30 | 0 | 0 | 0 | 0 | 0 | 0 | 0 | 0 | 14.2567 | 0 | 0 | 0 | 0 | 0 | 14.2567 |  | 0 | 0 | 0 | 0 | 0 | 0 | 0 | 0 | 0 | 0 | 0 | 0 | 0 | 0 | 0 |  | Nov | 22 | 21 | 7 | FALSE | FALSE | 0 | 0 | 0 | 0 | 0 | 0 | 0 | 0 | 0 | 0 | 0 | 0 | 0 | 0 | 0 | 0 | 0 | 0 | 0 | 0 | 0 | 0 | 0 | 0 | 0 | 0 | 0 | 0 | 0 | 0 | 0 | 0 | 0 | 0 | 0 | 0 | 0 | 0 | 0 | 0 | 0 | 0 | 0 | 0 | 0 | 0 | 0 | 0
Large Kitchens |  | 0 | [10 empty] | December | 31 | 0 | 0 | 0 | 0 | 0 | 0 | 0 | 0 | 15.8561 | 0 | 0 | 0 | 0 | 0 | 15.8561 |  | 0 | 0 | 0 | 0 | 0 | 0 | 0 | 0 | 0 | 0 | 0 | 0 | 0 | 0 | 0 |  | Nov | 22 | 22 | 1 | TRUE | TRUE | 7.8 | 7.8 | 0 | 0 | 0 | 0 | 0 | 0 | 0 | 0 | 0 | 0 | 0 | 0 | 0 | 0 | 0 | 0 | 0 | 0 | 0 | 0 | 0 | 0 | 0 | 0 | 0 | 0 | 0 | 0 | 0 | 0 | 0 | 0 | 0 | 0 | 0 | 0 | 0 | 0 | 0 | 0 | 0 | 0 | 0 | 0 | 0 | 0
{Other Water Use 1} |  | 0 | [10 empty] | TOTAL | 365 | 0 | 0 | 0 | 0 | 0 | 0 | 0 | 0 | 140.8789 | 0 | 0 | 0 | 0 | 0 | 140.8789 |  | 0 | 0 | 0 | 0 | 0 | 0 | 0 | 0 | 0 | 0 | 0 | 0 | 0 | 0 | 0 |  | Nov | 22 | 23 | 2 | TRUE | FALSE | 0 | 0 | 0 | 0 | 0 | 0 | 0 | 0 | 0 | 0 | 0 | 0 | 0 | 0 | 0 | 0 | 0 | 0 | 0 | 0 | 0 | 0 | 0 | 0 | 0 | 0 | 0 | 0 | 0 | 0 | 0 | 0 | 0 | 0 | 0 | 0 | 0 | 0 | 0 | 0 | 0 | 0 | 0 | 0 | 0 | 0 | 0 | 0
{Other Water Use 2} |  | 0 | [44 empty] | Nov | 22 | 24 | 3 | TRUE | TRUE | 7.8 | 7.8 | 0 | 0 | 0 | 0 | 0 | 0 | 0 | 0 | 0 | 0 | 0 | 0 | 0 | 0 | 0 | 0 | 0 | 0 | 0 | 0 | 0 | 0 | 0 | 0 | 0 | 0 | 0 | 0 | 0 | 0 | 0 | 0 | 0 | 0 | 0 | 0 | 0 | 0 | 0 | 0 | 0 | 0 | 0 | 0 | 0 | 0
{Other Water Use 3} |  | 0 | [44 empty] | Nov | 22 | 25 | 4 | TRUE | FALSE | 0 | 0 | 0 | 0 | 0 | 0 | 0 | 0 | 0 | 0 | 0 | 0 | 0 | 0 | 0 | 0 | 0 | 0 | 0 | 0 | 0 | 0 | 0 | 0 | 0 | 0 | 0 | 0 | 0 | 0 | 0 | 0 | 0 | 0 | 0 | 0 | 0 | 0 | 0 | 0 | 0 | 0 | 0 | 0 | 0 | 0 | 0 | 0
[47 empty] | Nov | 22 | 26 | 5 | TRUE | TRUE | 7.8 | 7.8 | 0 | 0 | 0 | 0 | 0 | 0 | 0 | 0 | 0 | 0 | 0 | 0 | 0 | 0 | 0 | 0 | 0 | 0 | 0 | 0 | 0 | 0 | 0 | 0 | 0 | 0 | 0 | 0 | 0 | 0 | 0 | 0 | 0 | 0 | 0 | 0 | 0 | 0 | 0 | 0 | 0 | 0 | 0 | 0 | 0 | 0
|  | Notional building | [44 empty] | Nov | 22 | 27 | 6 | FALSE | FALSE | 0 | 0 | 0 | 0 | 0 | 0 | 0 | 0 | 0 | 0 | 0 | 0 | 0 | 0 | 0 | 0 | 0 | 0 | 0 | 0 | 0 | 0 | 0 | 0 | 0 | 0 | 0 | 0 | 0 | 0 | 0 | 0 | 0 | 0 | 0 | 0 | 0 | 0 | 0 | 0 | 0 | 0 | 0 | 0 | 0 | 0 | 0 | 0
January |  | 0 | [44 empty] | Nov | 22 | 28 | 7 | FALSE | TRUE | 7.8 | 7.8 | 0 | 0 | 0 | 0 | 0 | 0 | 0 | 0 | 0 | 0 | 0 | 0 | 0 | 0 | 0 | 0 | 0 | 0 | 0 | 0 | 0 | 0 | 0 | 0 | 0 | 0 | 0 | 0 | 0 | 0 | 0 | 0 | 0 | 0 | 0 | 0 | 0 | 0 | 0 | 0 | 0 | 0 | 0 | 0 | 0 | 0
February |  | 0 | [44 empty] | Nov | 22 | 29 | 1 | TRUE | FALSE | 0 | 0 | 0 | 0 | 0 | 0 | 0 | 0 | 0 | 0 | 0 | 0 | 0 | 0 | 0 | 0 | 0 | 0 | 0 | 0 | 0 | 0 | 0 | 0 | 0 | 0 | 0 | 0 | 0 | 0 | 0 | 0 | 0 | 0 | 0 | 0 | 0 | 0 | 0 | 0 | 0 | 0 | 0 | 0 | 0 | 0 | 0 | 0
March |  | 0 | [44 empty] | Nov | 22 | 30 | 2 | TRUE | TRUE | 9 | 7.8 | 0 | 0 | 0 | 0 | 0 | 0 | 0 | 0 | 0 | 0 | 0 | 0 | 0 | 0 | 0 | 0 | 0 | 0 | 0 | 0 | 0 | 0 | 0 | 0 | 0 | 0 | 0 | 0 | 0 | 0 | 0 | 0 | 0 | 0 | 0 | 0 | 0 | 0 | 0 | 0 | 0 | 0 | 0 | 0 | 0 | 0
April |  | 0 | [44 empty] | Dec | 23 | 1 | 3 | TRUE | FALSE | 0 | 0 | 0 | 0 | 0 | 0 | 0 | 0 | 0 | 0 | 0 | 0 | 0 | 0 | 0 | 0 | 0 | 0 | 0 | 0 | 0 | 0 | 0 | 0 | 0 | 0 | 0 | 0 | 0 | 0 | 0 | 0 | 0 | 0 | 0 | 0 | 0 | 0 | 0 | 0 | 0 | 0 | 0 | 0 | 0 | 0 | 0 | 0
May |  | 0 | [44 empty] | Dec | 23 | 2 | 4 | TRUE | TRUE | 7 | 7 | 0 | 0 | 0 | 0 | 0 | 0 | 0 | 0 | 0 | 0 | 0 | 0 | 0 | 0 | 0 | 0 | 0 | 0 | 0 | 0 | 0 | 0 | 0 | 0 | 0 | 0 | 0 | 0 | 0 | 0 | 0 | 0 | 0 | 0 | 0 | 0 | 0 | 0 | 0 | 0 | 0 | 0 | 0 | 0 | 0 | 0
June |  | 0 | [44 empty] | Dec | 23 | 3 | 5 | TRUE | FALSE | 0 | 0 | 0 | 0 | 0 | 0 | 0 | 0 | 0 | 0 | 0 | 0 | 0 | 0 | 0 | 0 | 0 | 0 | 0 | 0 | 0 | 0 | 0 | 0 | 0 | 0 | 0 | 0 | 0 | 0 | 0 | 0 | 0 | 0 | 0 | 0 | 0 | 0 | 0 | 0 | 0 | 0 | 0 | 0 | 0 | 0 | 0 | 0
July |  | 0 | [44 empty] | Dec | 23 | 4 | 6 | FALSE | TRUE | 7 | 7 | 0 | 0 | 0 | 0 | 0 | 0 | 0 | 0 | 0 | 0 | 0 | 0 | 0 | 0 | 0 | 0 | 0 | 0 | 0 | 0 | 0 | 0 | 0 | 0 | 0 | 0 | 0 | 0 | 0 | 0 | 0 | 0 | 0 | 0 | 0 | 0 | 0 | 0 | 0 | 0 | 0 | 0 | 0 | 0 | 0 | 0
August |  | 0 | [44 empty] | Dec | 23 | 5 | 7 | FALSE | FALSE | 0 | 0 | 0 | 0 | 0 | 0 | 0 | 0 | 0 | 0 | 0 | 0 | 0 | 0 | 0 | 0 | 0 | 0 | 0 | 0 | 0 | 0 | 0 | 0 | 0 | 0 | 0 | 0 | 0 | 0 | 0 | 0 | 0 | 0 | 0 | 0 | 0 | 0 | 0 | 0 | 0 | 0 | 0 | 0 | 0 | 0 | 0 | 0
September |  | 0 | [44 empty] | Dec | 23 | 6 | 1 | TRUE | TRUE | 7 | 7 | 0 | 0 | 0 | 0 | 0 | 0 | 0 | 0 | 0 | 0 | 0 | 0 | 0 | 0 | 0 | 0 | 0 | 0 | 0 | 0 | 0 | 0 | 0 | 0 | 0 | 0 | 0 | 0 | 0 | 0 | 0 | 0 | 0 | 0 | 0 | 0 | 0 | 0 | 0 | 0 | 0 | 0 | 0 | 0 | 0 | 0
October |  | 0 | [44 empty] | Dec | 23 | 7 | 2 | TRUE | FALSE | 0 | 0 | 0 | 0 | 0 | 0 | 0 | 0 | 0 | 0 | 0 | 0 | 0 | 0 | 0 | 0 | 0 | 0 | 0 | 0 | 0 | 0 | 0 | 0 | 0 | 0 | 0 | 0 | 0 | 0 | 0 | 0 | 0 | 0 | 0 | 0 | 0 | 0 | 0 | 0 | 0 | 0 | 0 | 0 | 0 | 0 | 0 | 0
November |  | 0 | [44 empty] | Dec | 23 | 8 | 3 | TRUE | TRUE | 7 | 7 | 0 | 0 | 0 | 0 | 0 | 0 | 0 | 0 | 0 | 0 | 0 | 0 | 0 | 0 | 0 | 0 | 0 | 0 | 0 | 0 | 0 | 0 | 0 | 0 | 0 | 0 | 0 | 0 | 0 | 0 | 0 | 0 | 0 | 0 | 0 | 0 | 0 | 0 | 0 | 0 | 0 | 0 | 0 | 0 | 0 | 0
December |  | 0 | [44 empty] | Dec | 23 | 9 | 4 | TRUE | FALSE | 0 | 0 | 0 | 0 | 0 | 0 | 0 | 0 | 0 | 0 | 0 | 0 | 0 | 0 | 0 | 0 | 0 | 0 | 0 | 0 | 0 | 0 | 0 | 0 | 0 | 0 | 0 | 0 | 0 | 0 | 0 | 0 | 0 | 0 | 0 | 0 | 0 | 0 | 0 | 0 | 0 | 0 | 0 | 0 | 0 | 0 | 0 | 0
TOTAL |  | 0 | [44 empty] | Dec | 23 | 10 | 5 | TRUE | TRUE | 7 | 7 | 0 | 0 | 0 | 0 | 0 | 0 | 0 | 0 | 0 | 0 | 0 | 0 | 0 | 0 | 0 | 0 | 0 | 0 | 0 | 0 | 0 | 0 | 0 | 0 | 0 | 0 | 0 | 0 | 0 | 0 | 0 | 0 | 0 | 0 | 0 | 0 | 0 | 0 | 0 | 0 | 0 | 0 | 0 | 0 | 0 | 0 | Rainwater collection
[47 empty] | Dec | 23 | 11 | 6 | FALSE | FALSE | 0 | 0 | 0 | 0 | 0 | 0 | 0 | 0 | 0 | 0 | 0 | 0 | 0 | 0 | 0 | 0 | 0 | 0 | 0 | 0 | 0 | 0 | 0 | 0 | 0 | 0 | 0 | 0 | 0 | 0 | 0 | 0 | 0 | 0 | 0 | 0 | 0 | 0 | 0 | 0 | 0 | 0 | 0 | 0 | 0 | 0 | 0 | 0 | First flush volume (L/m2) | 0.5
[15 empty] | Recycled water supply | [31 empty] | Dec | 23 | 12 | 7 | FALSE | TRUE | 7 | 7 | 0 | 0 | 0 | 0 | 0 | 0 | 0 | 0 | 0 | 0 | 0 | 0 | 0 | 0 | 0 | 0 | 0 | 0 | 0 | 0 | 0 | 0 | 0 | 0 | 0 | 0 | 0 | 0 | 0 | 0 | 0 | 0 | 0 | 0 | 0 | 0 | 0 | 0 | 0 | 0 | 0 | 0 | 0 | 0 | 0 | 0 | Rain day minimimum | 1mm
Run-off co-efficients
[101 empty] | Steel roof >30o Pitch | 0.9
[101 empty] | Non-absorbent roof>30o Pitch | 0.9
[101 empty] | Flat non-absorbent roof < 30o Pitch | 0.8 | bar: Sep
[101 empty] | Flat gravel or turf roof < 30o pitch | 0.65 | bar: Sep
Rainwater harvesting
[12 empty] | FALSE |  | Off-site water supply | [17 empty] | Stepped sustainable water demand
[12 empty] | Off-site non potable | [19 empty] | Grey | Rain | Off-site supply
[12 empty] | FALSE |  |  | Off-site demand per month | [17 empty] | Max potential saving
[15 empty] | Toilet | Urinal | Indoor taps | Showers | Heat Rejection | Irrigation | 0:00 | 0:00 | 0:00 | 0:00 | 0:00 | 0:00 | TOTAL | savings per month |  |  |  |  | 0
[14 empty] | January | 0 | 0 | 0 | 0 | 0 | 0 | 0 | 0 | 0 | 0 | 0 | 0 | 0 | 0
[14 empty] | February | 0 | 0 | 0 | 0 | 0 | 0 | 0 | 0 | 0 | 0 | 0 | 0 | 0 | 0
[14 empty] | March | 0 | 0 | 0 | 0 | 0 | 0 | 0 | 0 | 0 | 0 | 0 | 0 | 0 | 0
[14 empty] | April | 0 | 0 | 0 | 0 | 0 | 0 | 0 | 0 | 0 | 0 | 0 | 0 | 0 | 0 |  |  |  |  | Rainwater | Offsite water
[14 empty] | May | 0 | 0 | 0 | 0 | 0 | 0 | 0 | 0 | 0 | 0 | 0 | 0 | 0 | 0 |  |  |  | Total demand (m3/year) | Maximum demand | Maximum demand | Off-site potential for potable demand reduction (m3/year)
[12 empty] | Weighted average co-efficient |  | June | 0 | 0 | 0 | 0 | 0 | 0 | 0 | 0 | 0 | 0 | 0 | 0 | 0 | 0 |  |  | WC | 0 | 0 | 0 | 0
[12 empty] | 0 |  | July | 0 | 0 | 0 | 0 | 0 | 0 | 0 | 0 | 0 | 0 | 0 | 0 | 0 | 0 |  |  | Urinals | 0 | 0 | 0
[12 empty] | Total area |  | August | 0 | 0 | 0 | 0 | 0 | 0 | 0 | 0 | 0 | 0 | 0 | 0 | 0 | 0 |  |  | Indoor taps | 0 | 0 | 0
[12 empty] | 0 |  | September | 0 | 0 | 0 | 0 | 0 | 0 | 0 | 0 | 0 | 0 | 0 | 0 | 0 | 0 |  |  | Showers | 0 | 0 | 0
[14 empty] | October | 0 | 0 | 0 | 0 | 0 | 0 | 0 | 0 | 0 | 0 | 0 | 0 | 0 | 0 |  |  | Heat Rejection | 0 | 0 | 0
[14 empty] | November | 0 | 0 | 0 | 0 | 0 | 0 | 0 | 0 | 0 | 0 | 0 | 0 | 0 | 0 |  |  | Irrigation | 0 | 0 | 0
[14 empty] | December | 0 | 0 | 0 | 0 | 0 | 0 | 0 | 0 | 0 | 0 | 0 | 0 | 0 | 0 |  |  | Swimming pool | 0 | 0 | 0
[14 empty] | Total | 0 | 0 | 0 | 0 | 0 | 0 | 0 | 0 | 0 | 0 | 0 | 0 | 0 | 0 |  |  | Laundry Facilities | 0 | 0 | 0
[31 empty] | Large Kitchens | 0 | 0 | 0
[18 empty] | Sep: Potential savings per year; Nov: 0 |  | {Other Water Use 1} | 0 | 0 | 0
[31 empty] | {Other Water Use 2} | 0 | 0 | 0
[31 empty] | {Other Water Use 3} | 0 | 0 | 0
[32 empty] | 0 | 0 | 0
Discharged to sewer
Recycled
Reduction in discharge to sewer
Discharge to sewer
Water usage SUMMARY | [13 empty] | Actual building | Notional building
[13 empty] | Toilets | 0 | 0
Total Water Demand |  | Project Building | Notional building |  |  |  | Reduction | Points claimed |  |  |  |  | Urinals | 0 | 0
Please fill in the water usage for a year |  |  | 0 |  |  |  | 0% | 1 |  |  |  |  | WHB | 0 | 0
for your actual building (m3) | [6 empty] | 2.5% | 1.5 |  |  |  |  | Showers | 0 | 0
[7 empty] | 5% | 2 |  |  |  |  | Heat Rejection Bleed | 0 | 0
[7 empty] | 7.5% | 2.5 |  |  |  |  | Swimming Pool Backwash | 0 | 0
[7 empty] | 10% | 3 | [5 empty] | 0 | 0
Potable Water demand |  | 0 | 0 |  |  |  | 15% | 3.5 |  |  |  |  | Reduction | 0%
[7 empty] | 20% | 4
Reduction vs. Notional Building |  | 0% |  |  |  |  | 25% | 4.5
[7 empty] | 30% | 5
Points Claimed |  | 1 |  |  |  |  | 35% | 5.5
[7 empty] | 40% | 6
[7 empty] | 45% | 6.5
[7 empty] | 50% | 7
[7 empty] | 55% | 7.5
[7 empty] | 60% | 8
[7 empty] | 65% | 8.5
[7 empty] | 70% | 9
[7 empty] | 75% | 9.5
[7 empty] | 80% | 10
[7 empty] | 85% | 10.5
[7 empty] | 90% | 11
[7 empty] | 95% | 11.5
[7 empty] | 100% | 12
Formulas are adjusted monthly, don't drag top formula down for the entire year
Note on DK57: Based on WELS 1 Star rating
Note on P225: Etienne: Unique formulae, don't drag down

## Change Log
Change Log
Changes & Amendments
Reissue Date | Changes
2014-03-10 | - Notional Building WC, urinal, tap and shower benchmarks adjusted to align with standard practice. - Aesthetic changes made
2014-10-10 | - Occupancy profiles added for Hotel spaces - Shower profiles added for Hotel spaces
2014-10-30 | - Point-scales adjusted to align with best practice achievement
2014-11-03 | - Error in Rainfall Data corrected

## Rainfall data (hidden)
Precipitation Average Monthly (mm)
|  |  | Jan | Feb | Mar | Apr | May | Jun | Jul | Aug | Sep | Oct | Nov | Dec | TOTAL | SANS 204 REGION | Diversity Factor for irrigation
2 | <Please select> | [16 empty] | January | February | March | April | May | June | July | August | September | October | November | December | Total
3 | Beaufort West | Precip (mm) | 35 | 30 | 30 | 20 | 11 | 8 | 9 | 14 | 12 | 21 | 27 | 19 | 236 | Zone 1 - Cold Interior | Climatic Zone
5 | Bela-Bela | Precip (mm) | 120 | 84 | 74 | 37 | 7 | 6 | 2 | 5 | 16 | 58 | 101 | 124 | 634 | Zone 2 - Temperate Interior
7 | Belfast | Precip (mm) | 170 | 101 | 83 | 53 | 16 | 7 | 5 | 9 | 33 | 93 | 156 | 152 | 878 | Zone 1 - Cold Interior | Zone 1 - Cold Interior | 0.5 | 0.5 | 0.5 | 1 | 1 | 1 | 1 | 1 | 1 | 0.5 | 0.5 | 0.5 | 9
9 | Bethal | Precip (mm) | 146 | 75 | 61 | 48 | 14 | 7 | 6 | 13 | 28 | 78 | 129 | 106 | 711 | Zone 1 - Cold Interior | Zone 2 - Temperate Interior | 0.5 | 0.5 | 0.5 | 1 | 1 | 1 | 1 | 1 | 1 | 0.5 | 0.5 | 0.5 | 9
11 | Bethlehem | Precip (mm) | 96 | 77 | 94 | 58 | 9 | 12 | 7 | 27 | 35 | 83 | 96 | 86 | 680 | Zone 1 - Cold Interior | Zone 3 - Hot Interior | 0.5 | 0.5 | 0.5 | 1 | 1 | 1 | 1 | 1 | 1 | 0.5 | 0.5 | 0.5 | 9
13 | Bloemfontein | Precip (mm) | 83 | 111 | 72 | 56 | 17 | 12 | 8 | 15 | 24 | 43 | 58 | 60 | 559 | Zone 1 - Cold Interior | Zone 4 - Temperate Coastal | 1 | 1 | 1 | 1 | 0.5 | 0.5 | 0.5 | 0.5 | 1 | 1 | 1 | 1 | 10
| Calvinia | Precip (mm) | 14 | 12 | 26 | 27 | 22 | 34 | 23 | 24 | 13 | 11 | 13 | 9 | 228 | Zone 2 - Temperate Interior | Zone 5 - Sub-tropical Coastal | 0.5 | 0.5 | 0.5 | 0.5 | 1 | 1 | 1 | 1 | 0.5 | 0.5 | 0.5 | 0.5 | 8
15 | Cape Town | Precip (mm) | 15 | 17 | 20 | 41 | 69 | 93 | 82 | 77 | 40 | 30 | 14 | 17 | 515 | Zone 4 - Temperate Coastal | Zone 6 - Arid Interior | 1 | 0.5 | 1 | 1 | 1 | 1 | 1 | 1 | 1 | 1 | 1 | 1 | 11.5
| De Aar | Precip (mm) | 36 | 60 | 52 | 41 | 16 | 13 | 13 | 15 | 11 | 26 | 30 | 23 | 336 | Zone 1 - Cold Interior
17 | Durban | Precip (mm) | 134 | 113 | 120 | 73 | 59 | 28 | 39 | 62 | 73 | 98 | 108 | 102 | 1009 | Zone 5 - Sub-tropical Coastal | Evapo-Transpiration | January: (mm/m2/day)
| East London | Precip (mm) | 69 | 92 | 105 | 83 | 52 | 40 | 47 | 78 | 80 | 102 | 110 | 63 | 921 | Zone 5 - Sub-tropical Coastal
19 | George | Precip (mm) | 63 | 59 | 69 | 71 | 53 | 45 | 43 | 68 | 60 | 64 | 61 | 59 | 715 | Zone 4 - Temperate Coastal | Zone 1 - Cold Interior | 3.8062 | 3.4066 | 2.9907 | 2.7884 | 2.416 | 2.1004 | 2.2606 | 2.8589 | 3.8036 | 3.9544 | 3.9602 | 4.2624
| Johannesburg | Precip (mm) | 125 | 90 | 91 | 54 | 13 | 9 | 4 | 6 | 27 | 72 | 117 | 105 | 713 | Zone 1 - Cold Interior | Zone 2 - Temperate Interior | 3.7554 | 4.0917 | 3.5427 | 2.7748 | 2.4349 | 2.1167 | 2.2805 | 3.0173 | 3.9972 | 4.2165 | 4.2215 | 4.3926
21 | Kimberley | Precip (mm) | 57 | 76 | 65 | 49 | 16 | 7 | 7 | 7 | 12 | 30 | 42 | 46 | 414 | Zone 6 - Arid Interior | Zone 3 - Hot Interior | 4.3965 | 4.5211 | 3.8983 | 3.0511 | 2.7456 | 2.3706 | 2.6089 | 3.1345 | 3.841 | 3.7052 | 3.869 | 4.3317
| Ladysmith | Precip (mm) | 145 | 106 | 90 | 39 | 14 | 6 | 5 | 26 | 38 | 77 | 91 | 112 | 749 | Zone 1 - Cold Interior | Zone 4 - Temperate Coastal | 4.9206 | 4.4256 | 3.6798 | 2.4538 | 1.5961 | 1.3571 | 1.5578 | 1.8043 | 2.388 | 3.3779 | 4.2259 | 4.1666
23 | Langebaan | Precip (mm) | 8 | 4 | 11 | 24 | 40 | 41 | 47 | 45 | 24 | 12 | 12 | 10 | 278 | Zone 4 - Temperate Coastal | Zone 5 - Sub-tropical Coastal | 3.4534 | 4.0634 | 3.4147 | 2.5415 | 2.1489 | 1.7233 | 1.9119 | 2.2842 | 2.7084 | 2.6896 | 3.0701 | 3.4445
| Musina | Precip (mm) | 58 | 57 | 39 | 27 | 10 | 4 | 1 | 1 | 12 | 24 | 49 | 57 | 339 | Zone 3 - Hot Interior | Zone 6 - Arid Interior | 5.3647 | 5.046 | 4.3617 | 3.2627 | 2.5418 | 2.1015 | 2.3212 | 3.1019 | 4.1831 | 5.0444 | 5.7253 | 6.3456
25 | Nelspruit | Precip (mm) | 127 | 108 | 90 | 51 | 15 | 9 | 10 | 10 | 26 | 75 | 115 | 131 | 767 | Zone 3 - Hot Interior
| Nmmabatho | Precip (mm) | 117 | 83 | 74 | 57 | 14 | 5 | 3 | 5 | 13 | 37 | 64 | 67 | 539 | Zone 2 - Temperate Interior | A-pan Evaporation data
27 | Pietermaritzburg | Precip (mm) | 141 | 117 | 113 | 48 | 24 | 13 | 11 | 31 | 60 | 74 | 104 | 108 | 844 | Zone 5 - Sub-tropical Coastal | Cape Town | 194 | 195 | 168 | 111 | 73 | 55 | 57 | 71 | 98 | 168 | 198 | 219 | 1607
| Pilansberg | Precip (mm) | 78 | 71 | 58 | 38 | 6 | 12 | 3 | 5 | 25 | 57 | 61 | 105 | 519 | Zone 2 - Temperate Interior
29 | Polokwane | Precip (mm) | 82 | 60 | 52 | 33 | 11 | 5 | 3 | 6 | 17 | 43 | 85 | 81 | 478 | Zone 2 - Temperate Interior
| Port Elizabeth | Precip (mm) | 36 | 40 | 54 | 58 | 59 | 62 | 47 | 64 | 62 | 59 | 49 | 34 | 624 | Zone 4 - Temperate Coastal
31 | Pretoria | Precip (mm) | 136 | 75 | 82 | 51 | 13 | 7 | 3 | 6 | 22 | 71 | 98 | 110 | 674 | Zone 2 - Temperate Interior
| Richards Bay | Precip (mm) | 172 | 167 | 107 | 109 | 109 | 57 | 60 | 65 | 77 | 105 | 114 | 86 | 1228 | Zone 5 - Sub-tropical Coastal
33 | Skukuza | Precip (mm) | 94 | 96 | 66 | 38 | 14 | 11 | 11 | 8 | 28 | 40 | 63 | 92 | 561 | Zone 3 - Hot Interior
| Thohoyandou | Precip (mm) | 74 | 108 | 75 | 47 | 15 | 17 | 14 | 11 | 39 | 93 | 76 | 128 | 697 | Zone 3 - Hot Interior
35 | Tstsikama | Precip (mm) | 77 | 70 | 81 | 80 | 86 | 75 | 78 | 111 | 66 | 83 | 78 | 60 | 945 | Zone 4 - Temperate Coastal
| Umtata | Precip (mm) | 87 | 89 | 83 | 58 | 18 | 11 | 18 | 15 | 35 | 73 | 75 | 88 | 650 | Zone 5 - Sub-tropical Coastal
37 | Upington | Precip (mm) | 24 | 35 | 37 | 26 | 10 | 4 | 2 | 4 | 4 | 9 | 17 | 17 | 189 | Zone 6 - Arid Interior
| For graph |  | 2 | 3 | 4 | 5 | 6 | 7 | 8 | 9 | 10 | 11 | 12 | 13 | 14
| Select city |  | 2: Beaufort West; 4: Select SANS 204 Climatic Zone; 7: Zone 4 - Temperate Coastal
| Rainfall |  | Precip (mm) | 35 | 30 | 30 | 20 | 11 | 8 | 9 | 14 | 12 | 21 | 27 | 217
| Diversity Factor |  | 1 | 0.3 | 1 | 1 | 1 | 1 | 1 | 1 | 1 | 1 | 1 | 1 | 11.3
|  |  | 125 | 90 | 91 | 54 | 13 | 9 | 4 | 6 | 27 | 72 | 117 | 105 | 713
|  |  | 0.3 | 0.3 | 0.3 | 1 | 1 | 1 | 1 | 1 | 1 | 0.3 | 0.3 | 0.3 | 7.8
Rainy days per month
|  |  | Jan | Feb | Mar | Apr | May | Jun | Jul | Aug | Sep | Oct | Nov | Dec | TOTAL
| Beaufort West | Number of rainy days | 6 | 6 | 5 | 3 | 2 | 2 | 2 | 2 | 2 | 4 | 5 | 4 | 43
| Bela-Bela | Number of rainy days | 14 | 10 | 8 | 4 | 1 | 1 | 0 | 1 | 2 | 7 | 12 | 14 | 74
| Belfast | Number of rainy days | 16 | 10 | 8 | 5 | 2 | 1 | 0 | 1 | 3 | 8 | 15 | 14 | 83
| Bethal | Number of rainy days | 19 | 9 | 8 | 6 | 2 | 1 | 1 | 2 | 3 | 10 | 16 | 13 | 90
| Bethlehem | Number of rainy days | 14 | 11 | 14 | 8 | 1 | 2 | 1 | 4 | 5 | 12 | 14 | 12 | 98
| Bloemfontein | Number of rainy days | 13 | 16 | 11 | 8 | 3 | 2 | 1 | 2 | 4 | 6 | 9 | 9 | 84
| Calvinia | Number of rainy days | 3 | 3 | 6 | 5 | 5 | 8 | 5 | 5 | 3 | 2 | 3 | 2 | 50
| Cape Town | Number of rainy days | 3 | 4 | 4 | 8 | 14 | 19 | 16 | 15 | 8 | 6 | 3 | 3 | 103
| De Aar | Number of rainy days | 6 | 10 | 8 | 6 | 3 | 2 | 2 | 3 | 2 | 4 | 5 | 4 | 55
| Durban | Number of rainy days | 17 | 15 | 15 | 9 | 8 | 4 | 5 | 8 | 9 | 13 | 14 | 13 | 130
| East London | Number of rainy days | 9 | 12 | 14 | 11 | 7 | 5 | 6 | 10 | 11 | 13 | 15 | 8 | 121
| George | Number of rainy days | 10 | 10 | 12 | 12 | 9 | 8 | 7 | 12 | 10 | 11 | 10 | 10 | 121
| Johannesburg | Number of rainy days | 17 | 13 | 13 | 7 | 2 | 1 | 1 | 1 | 4 | 10 | 15 | 15 | 99
| Kimberley | Number of rainy days | 10 | 13 | 11 | 8 | 3 | 1 | 2 | 1 | 2 | 5 | 7 | 8 | 71
| Ladysmith | Number of rainy days | 18 | 13 | 11 | 5 | 2 | 1 | 0 | 3 | 5 | 10 | 11 | 14 | 93
| Langebaan | Number of rainy days | 2 | 1 | 3 | 7 | 11 | 11 | 13 | 12 | 7 | 3 | 3 | 3 | 76
| Musina | Number of rainy days | 7 | 7 | 5 | 3 | 1 | 1 | 0 | 0 | 2 | 3 | 6 | 7 | 42
| Nelspruit | Number of rainy days | 17 | 14 | 12 | 7 | 2 | 1 | 1 | 2 | 3 | 10 | 14 | 17 | 100
| Nmmabatho | Number of rainy days | 16 | 11 | 10 | 7 | 2 | 1 | 0 | 1 | 2 | 5 | 8 | 9 | 72
| Pietermaritzburg | Number of rainy days | 23 | 19 | 18 | 8 | 4 | 2 | 2 | 5 | 10 | 12 | 17 | 18 | 138
| Pilansberg | Number of rainy days | 10 | 9 | 8 | 5 | 1 | 2 | 0 | 1 | 3 | 8 | 8 | 14 | 69
| Polokwane | Number of rainy days | 11 | 8 | 7 | 4 | 2 | 1 | 0 | 1 | 2 | 6 | 12 | 11 | 65
| Port Elizabeth | Number of rainy days | 7 | 7 | 10 | 10 | 11 | 11 | 8 | 12 | 11 | 10 | 9 | 6 | 112
| Pretoria | Number of rainy days | 18 | 10 | 10 | 6 | 2 | 1 | 1 | 1 | 3 | 9 | 12 | 14 | 87
| Richards Bay | Number of rainy days | 16 | 15 | 10 | 10 | 10 | 5 | 6 | 6 | 7 | 10 | 10 | 8 | 113
| Skukuza | Number of rainy days | 12 | 12 | 8 | 5 | 2 | 1 | 1 | 1 | 4 | 5 | 8 | 12 | 71
| Thohoyandou | Number of rainy days | 10 | 15 | 10 | 6 | 2 | 2 | 2 | 2 | 5 | 13 | 10 | 17 | 94
| Tstsikama | Number of rainy days | 7 | 7 | 8 | 8 | 8 | 7 | 8 | 10 | 6 | 8 | 8 | 6 | 91
| Umtata | Number of rainy days | 15 | 16 | 14 | 10 | 3 | 2 | 3 | 3 | 6 | 13 | 13 | 15 | 113
| Upington | Number of rainy days | 5 | 7 | 7 | 5 | 2 | 1 | 0 | 1 | 1 | 2 | 3 | 3 | 37